## About
PTCF Peak Time Capacity Factors
Source: | Nameplate and Net Summer Capacity Factors
Energy Information Administration
2016
EIA Form 860
http://www.eia.gov/electricity/data/eia860/
Schedule 3 Generator Data
Historical Capacity Factors for Wind and Solar PV
Energy Information Administration
2016
Electric Power Monthly for Feb 2016
http://www.eia.gov/electricity/monthly/
Table 6.7.B
Notes
EIA defines net summer capacity as, "the maximum output, commonly expressed in megawatts (MW),
that generating equipment can supply to system load, as demonstrated by a multi-hour test,
at the time of summer peak demand (period of June 1 through September 30.)
This output reflects a reduction in capacity due to electricity use for station service or auxilliaries."
To determine peak time capacity factors, we divide the net summer capacity by the nameplate capacity,
which represents the maximum theoretical output a from a power plant in a single hour to meet peak demand.
For non-dispatchable renewables (wind and solar PV), we assume peak time capacity factors
are the same as historical observed capacity factors.

## 860_Schedule 3
2014 Form EIA-860 Data - Schedule 3, 'Generator Data' (Operable Units Only)
Utility ID | Utility Name | Plant Code | Plant Name | Generator ID | Technology | Nameplate Capacity (MW) | Summer Capacity (MW) | Sector Name
7 | Tate & Lyle Ingredients Americas Inc | 10867 | Tate & Lyle Decatur Plant Cogen | GEN1 | Conventional Steam Coal | 62 | 58.1 | Industrial CHP
8 | Tate & Lyle Ingredients Americas Inc | 50903 | Sagamore Plant Cogeneration | GEN1 | Conventional Steam Coal | 7.4 | 7.4 | Industrial CHP
21 | AES Shady Point LLC | 10671 | AES Shady Point LLC | GEN1 | Conventional Steam Coal | 175 | 160 | IPP CHP
21 | AES Shady Point LLC | 10671 | AES Shady Point LLC | GEN2 | Conventional Steam Coal | 175 | 160 | IPP CHP
25 | Greenidge Generation Holdings LLC | 2527 | Greenidge Generation LLC | 4 | Conventional Steam Coal | 112.5 | 107.5 | IPP Non-CHP
34 | City of Abbeville - (SC) | 3305 | Rocky River (SC) | 1 | Conventional Hydroelectric | 1.8 | 1.8 | Electric Utility
34 | City of Abbeville - (SC) | 3305 | Rocky River (SC) | 2 | Conventional Hydroelectric | 0.8 | 0.8 | Electric Utility
34 | City of Abbeville - (SC) | 3305 | Rocky River (SC) | IC2 | Petroleum Liquids | 1.3 | 1 | Electric Utility
35 | AES WR Ltd Partnership | 10678 | AES Warrior Run Cogeneration Facility | GEN1 | Conventional Steam Coal | 229 | 180 | IPP CHP
82 | Ada Cogeneration Ltd Partnership | 10819 | Ada Cogeneration LP | GEN1 | Natural Gas Fired Combined Cycle | 23 | 22 | IPP CHP
82 | Ada Cogeneration Ltd Partnership | 10819 | Ada Cogeneration LP | GEN2 | Natural Gas Fired Combined Cycle | 10.1 | 8 | IPP CHP
84 | A & N Electric Coop | 6390 | Tangier | 3 | Petroleum Liquids | 0.7 | 0.6 | Electric Utility
84 | A & N Electric Coop | 6390 | Tangier | 4 | Petroleum Liquids | 1 | 0.8 | Electric Utility
84 | A & N Electric Coop | 6390 | Tangier | 5 | Petroleum Liquids | 1.2 | 1.2 | Electric Utility
84 | A & N Electric Coop | 6390 | Tangier | 6 | Petroleum Liquids | 1.2 | 1.2 | Electric Utility
84 | A & N Electric Coop | 6391 | Smith Island | 2 | Petroleum Liquids | 0.5 | 0.4 | Electric Utility
84 | A & N Electric Coop | 6391 | Smith Island | 3 | Petroleum Liquids | 1.2 | 1.2 | Electric Utility
88 | Granite Ridge Energy LLC | 55170 | Granite Ridge | CT11 | Natural Gas Fired Combined Cycle | 260 | 222 | IPP Non-CHP
88 | Granite Ridge Energy LLC | 55170 | Granite Ridge | CT12 | Natural Gas Fired Combined Cycle | 260 | 222 | IPP Non-CHP
88 | Granite Ridge Energy LLC | 55170 | Granite Ridge | STG | Natural Gas Fired Combined Cycle | 270 | 234 | IPP Non-CHP
109 | Ag Processing Inc | 10223 | AG Processing Inc | E.C. | Conventional Steam Coal | 8.5 | 8.5 | Industrial CHP
135 | Agrilectric Power Partners Ltd | 10593 | Agrilectric Power Partners Ltd | GEN1 | Other Waste Biomass | 12.1 | 10.9 | IPP Non-CHP
142 | AES Beaver Valley | 10676 | AES Beaver Valley Partners Beaver Valley | GEN2 | Conventional Steam Coal | 35 | 32 | IPP CHP
142 | AES Beaver Valley | 10676 | AES Beaver Valley Partners Beaver Valley | GEN3 | Conventional Steam Coal | 114 | 114 | IPP CHP
150 | Adrian Public Utilities Comm | 1956 | Adrian | 5 | Petroleum Liquids | 2 | 2 | Electric Utility
164 | AERA Energy LLC | 50752 | South Belridge Cogeneration Facility | GEN1 | Natural Gas Fired Combustion Turbine | 31.4 | 19 | Industrial CHP
164 | AERA Energy LLC | 50752 | South Belridge Cogeneration Facility | GEN2 | Natural Gas Fired Combustion Turbine | 31.4 | 19 | Industrial CHP
164 | AERA Energy LLC | 50752 | South Belridge Cogeneration Facility | GEN3 | Natural Gas Fired Combustion Turbine | 31.4 | 19 | Industrial CHP
164 | AERA Energy LLC | 52077 | Lost Hills Cogeneration Plant | GEN4 | Natural Gas Fired Combustion Turbine | 3.5 | 2.7 | Industrial CHP
164 | AERA Energy LLC | 52077 | Lost Hills Cogeneration Plant | GEN5 | Natural Gas Fired Combustion Turbine | 3.5 | 2.7 | Industrial CHP
164 | AERA Energy LLC | 52077 | Lost Hills Cogeneration Plant | GEN6 | Natural Gas Fired Combustion Turbine | 3.5 | 2.7 | Industrial CHP
177 | AES Hawaii Inc | 10673 | AES Hawaii | GEN1 | Conventional Steam Coal | 203 | 180 | IPP CHP
178 | CES Placerita Inc | 10677 | CES Placerita Power Plant | UNT2 | Natural Gas Fired Combined Cycle | 60 | 46 | IPP Non-CHP
178 | CES Placerita Inc | 10677 | CES Placerita Power Plant | UNT3 | Natural Gas Fired Combined Cycle | 30 | 23 | IPP Non-CHP
179 | Agrium US Inc | 54452 | Agrium Kenai Nitrogen Operations | 744A | Natural Gas Fired Combustion Turbine | 2.5 | 2.5 | Industrial CHP
179 | Agrium US Inc | 54452 | Agrium Kenai Nitrogen Operations | 744B | Natural Gas Fired Combustion Turbine | 2.5 | 2.5 | Industrial CHP
179 | Agrium US Inc | 54452 | Agrium Kenai Nitrogen Operations | 744C | Natural Gas Fired Combustion Turbine | 2.5 | 2.5 | Industrial CHP
179 | Agrium US Inc | 54452 | Agrium Kenai Nitrogen Operations | 744D | Natural Gas Fired Combustion Turbine | 2.5 | 2.5 | Industrial CHP
179 | Agrium US Inc | 54452 | Agrium Kenai Nitrogen Operations | 744E | Natural Gas Fired Combustion Turbine | 2.5 | 2.5 | Industrial CHP
189 | PowerSouth Energy Cooperative | 53 | Gantt | 3 | Conventional Hydroelectric | 1.2 | 1 | Electric Utility
189 | PowerSouth Energy Cooperative | 53 | Gantt | 4 | Conventional Hydroelectric | 1.8 | 1.8 | Electric Utility
189 | PowerSouth Energy Cooperative | 55 | Point A | 1 | Conventional Hydroelectric | 1.6 | 1.8 | Electric Utility
189 | PowerSouth Energy Cooperative | 55 | Point A | 2 | Conventional Hydroelectric | 1.6 | 1.8 | Electric Utility
189 | PowerSouth Energy Cooperative | 55 | Point A | 3 | Conventional Hydroelectric | 2 | 1.8 | Electric Utility
189 | PowerSouth Energy Cooperative | 56 | Charles R Lowman | 1 | Conventional Steam Coal | 66 | 80 | Electric Utility
189 | PowerSouth Energy Cooperative | 56 | Charles R Lowman | 2 | Conventional Steam Coal | 236 | 238 | Electric Utility
189 | PowerSouth Energy Cooperative | 56 | Charles R Lowman | 3 | Conventional Steam Coal | 236 | 238 | Electric Utility
189 | PowerSouth Energy Cooperative | 533 | McWilliams | 1 | Natural Gas Fired Combined Cycle | 7.5 | 9 | Electric Utility
189 | PowerSouth Energy Cooperative | 533 | McWilliams | 2 | Natural Gas Fired Combined Cycle | 7.5 | 9 | Electric Utility
189 | PowerSouth Energy Cooperative | 533 | McWilliams | 3 | Natural Gas Fired Combined Cycle | 25 | 22 | Electric Utility
189 | PowerSouth Energy Cooperative | 533 | McWilliams | 4 | Natural Gas Fired Combined Cycle | 107 | 108 | Electric Utility
189 | PowerSouth Energy Cooperative | 533 | McWilliams | VAN1 | Natural Gas Fired Combined Cycle | 165 | 171 | Electric Utility
189 | PowerSouth Energy Cooperative | 533 | McWilliams | VAN2 | Natural Gas Fired Combined Cycle | 165 | 168 | Electric Utility
189 | PowerSouth Energy Cooperative | 533 | McWilliams | VAN3 | Natural Gas Fired Combined Cycle | 177 | 176 | Electric Utility
189 | PowerSouth Energy Cooperative | 7063 | McIntosh (AL) | 1 | Natural Gas with Compressed Air Storage | 110 | 110 | Electric Utility
189 | PowerSouth Energy Cooperative | 7063 | McIntosh (AL) | 2 | Natural Gas Fired Combustion Turbine | 113 | 114 | Electric Utility
189 | PowerSouth Energy Cooperative | 7063 | McIntosh (AL) | 3 | Natural Gas Fired Combustion Turbine | 113 | 114 | Electric Utility
189 | PowerSouth Energy Cooperative | 7063 | McIntosh (AL) | 4 | Natural Gas Fired Combustion Turbine | 170 | 175 | Electric Utility
189 | PowerSouth Energy Cooperative | 7063 | McIntosh (AL) | 5 | Natural Gas Fired Combustion Turbine | 170 | 175 | Electric Utility
194 | Albuquerque City of | 10339 | Southside Water Reclamation Plant | GEN1 | Natural Gas Internal Combustion Engine | 2.2 | 2.1 | IPP CHP
194 | Albuquerque City of | 10339 | Southside Water Reclamation Plant | GEN2 | Natural Gas Internal Combustion Engine | 2.2 | 2.1 | IPP CHP
194 | Albuquerque City of | 10339 | Southside Water Reclamation Plant | GEN3 | Other Waste Biomass | 1.1 | 1.1 | IPP CHP
194 | Albuquerque City of | 10339 | Southside Water Reclamation Plant | GEN4 | Other Waste Biomass | 1.1 | 1.1 | IPP CHP
195 | Alabama Power Co | 2 | Bankhead Dam | 1 | Conventional Hydroelectric | 53.9 | 56 | Electric Utility
195 | Alabama Power Co | 3 | Barry | 1 | Conventional Steam Coal | 153.1 | 138 | Electric Utility
195 | Alabama Power Co | 3 | Barry | 2 | Conventional Steam Coal | 153.1 | 137 | Electric Utility
195 | Alabama Power Co | 3 | Barry | 3 | Conventional Steam Coal | 272 | 249 | Electric Utility
195 | Alabama Power Co | 3 | Barry | 4 | Conventional Steam Coal | 403.7 | 362 | Electric Utility
195 | Alabama Power Co | 3 | Barry | 5 | Conventional Steam Coal | 788.8 | 726.5 | Electric Utility
195 | Alabama Power Co | 3 | Barry | A1CT | Natural Gas Fired Combined Cycle | 170.1 | 154 | Electric Utility
195 | Alabama Power Co | 3 | Barry | A1CT2 | Natural Gas Fired Combined Cycle | 170.1 | 154 | Electric Utility
195 | Alabama Power Co | 3 | Barry | A1ST | Natural Gas Fired Combined Cycle | 195.2 | 173 | Electric Utility
195 | Alabama Power Co | 3 | Barry | A2C1 | Natural Gas Fired Combined Cycle | 170.1 | 154 | Electric Utility
195 | Alabama Power Co | 3 | Barry | A2C2 | Natural Gas Fired Combined Cycle | 170.1 | 154 | Electric Utility
195 | Alabama Power Co | 3 | Barry | A2ST | Natural Gas Fired Combined Cycle | 195.2 | 173 | Electric Utility
195 | Alabama Power Co | 4 | Walter Bouldin Dam | 1 | Conventional Hydroelectric | 75 | 75.3 | Electric Utility
195 | Alabama Power Co | 4 | Walter Bouldin Dam | 2 | Conventional Hydroelectric | 75 | 75.3 | Electric Utility
195 | Alabama Power Co | 4 | Walter Bouldin Dam | 3 | Conventional Hydroelectric | 75 | 75.3 | Electric Utility
195 | Alabama Power Co | 7 | Gadsden | 1 | Conventional Steam Coal | 69 | 64 | Electric Utility
195 | Alabama Power Co | 7 | Gadsden | 2 | Conventional Steam Coal | 69 | 66 | Electric Utility
195 | Alabama Power Co | 8 | Gorgas | 10 | Conventional Steam Coal | 788.8 | 703 | Electric Utility
195 | Alabama Power Co | 8 | Gorgas | 6 | Conventional Steam Coal | 125 | 103 | Electric Utility
195 | Alabama Power Co | 8 | Gorgas | 7 | Conventional Steam Coal | 125 | 104 | Electric Utility
195 | Alabama Power Co | 8 | Gorgas | 8 | Conventional Steam Coal | 187.5 | 161 | Electric Utility
195 | Alabama Power Co | 8 | Gorgas | 9 | Conventional Steam Coal | 190.4 | 170 | Electric Utility
195 | Alabama Power Co | 10 | Greene County | 1 | Conventional Steam Coal | 299.2 | 254 | Electric Utility
195 | Alabama Power Co | 10 | Greene County | 2 | Conventional Steam Coal | 269.2 | 243 | Electric Utility
195 | Alabama Power Co | 10 | Greene County | GT10 | Natural Gas Fired Combustion Turbine | 80 | 85 | Electric Utility
195 | Alabama Power Co | 10 | Greene County | GT2 | Natural Gas Fired Combustion Turbine | 80 | 84 | Electric Utility
195 | Alabama Power Co | 10 | Greene County | GT3 | Natural Gas Fired Combustion Turbine | 80 | 82 | Electric Utility
195 | Alabama Power Co | 10 | Greene County | GT4 | Natural Gas Fired Combustion Turbine | 80 | 81 | Electric Utility
195 | Alabama Power Co | 10 | Greene County | GT5 | Natural Gas Fired Combustion Turbine | 80 | 82 | Electric Utility
195 | Alabama Power Co | 10 | Greene County | GT6 | Natural Gas Fired Combustion Turbine | 80 | 81 | Electric Utility
195 | Alabama Power Co | 10 | Greene County | GT7 | Natural Gas Fired Combustion Turbine | 80 | 80 | Electric Utility
195 | Alabama Power Co | 10 | Greene County | GT8 | Natural Gas Fired Combustion Turbine | 80 | 83 | Electric Utility
195 | Alabama Power Co | 10 | Greene County | GT9 | Natural Gas Fired Combustion Turbine | 80 | 82 | Electric Utility
195 | Alabama Power Co | 11 | H Neely Henry Dam | 1 | Conventional Hydroelectric | 24.3 | 23.3 | Electric Utility
195 | Alabama Power Co | 11 | H Neely Henry Dam | 2 | Conventional Hydroelectric | 24.3 | 23.3 | Electric Utility
195 | Alabama Power Co | 11 | H Neely Henry Dam | 3 | Conventional Hydroelectric | 24.3 | 23.4 | Electric Utility
195 | Alabama Power Co | 12 | Holt Dam | 1 | Conventional Hydroelectric | 46.9 | 45 | Electric Utility
195 | Alabama Power Co | 13 | Jordan Dam | 1 | Conventional Hydroelectric | 25 | 25 | Electric Utility
195 | Alabama Power Co | 13 | Jordan Dam | 2 | Conventional Hydroelectric | 25 | 25 | Electric Utility
195 | Alabama Power Co | 13 | Jordan Dam | 3 | Conventional Hydroelectric | 25 | 25 | Electric Utility
195 | Alabama Power Co | 13 | Jordan Dam | 4 | Conventional Hydroelectric | 25 | 25 | Electric Utility
195 | Alabama Power Co | 14 | Logan Martin Dam | 1 | Conventional Hydroelectric | 42.7 | 45 | Electric Utility
195 | Alabama Power Co | 14 | Logan Martin Dam | 2 | Conventional Hydroelectric | 42.7 | 45 | Electric Utility
195 | Alabama Power Co | 14 | Logan Martin Dam | 3 | Conventional Hydroelectric | 42.7 | 45 | Electric Utility
195 | Alabama Power Co | 15 | Lay Dam | 1 | Conventional Hydroelectric | 29.5 | 29.8 | Electric Utility
195 | Alabama Power Co | 15 | Lay Dam | 2 | Conventional Hydroelectric | 29.5 | 29.8 | Electric Utility
195 | Alabama Power Co | 15 | Lay Dam | 3 | Conventional Hydroelectric | 29.5 | 29.8 | Electric Utility
195 | Alabama Power Co | 15 | Lay Dam | 4 | Conventional Hydroelectric | 29.5 | 29.8 | Electric Utility
195 | Alabama Power Co | 15 | Lay Dam | 5 | Conventional Hydroelectric | 29.5 | 29.8 | Electric Utility
195 | Alabama Power Co | 15 | Lay Dam | 6 | Conventional Hydroelectric | 29.5 | 29.8 | Electric Utility
195 | Alabama Power Co | 16 | Martin Dam | 1 | Conventional Hydroelectric | 50.2 | 46.5 | Electric Utility
195 | Alabama Power Co | 16 | Martin Dam | 2 | Conventional Hydroelectric | 50.2 | 46.5 | Electric Utility
195 | Alabama Power Co | 16 | Martin Dam | 3 | Conventional Hydroelectric | 50.2 | 46.5 | Electric Utility
195 | Alabama Power Co | 16 | Martin Dam | 4 | Conventional Hydroelectric | 60 | 46.5 | Electric Utility
195 | Alabama Power Co | 17 | Mitchell Dam | 4 | Conventional Hydroelectric | 20 | 19.5 | Electric Utility
195 | Alabama Power Co | 17 | Mitchell Dam | 5 | Conventional Hydroelectric | 50 | 48.8 | Electric Utility
195 | Alabama Power Co | 17 | Mitchell Dam | 6 | Conventional Hydroelectric | 50 | 48.8 | Electric Utility
195 | Alabama Power Co | 17 | Mitchell Dam | 7 | Conventional Hydroelectric | 50 | 48.8 | Electric Utility
195 | Alabama Power Co | 18 | Lewis Smith Dam | 1 | Conventional Hydroelectric | 90.5 | 90 | Electric Utility
195 | Alabama Power Co | 18 | Lewis Smith Dam | 2 | Conventional Hydroelectric | 90.5 | 90 | Electric Utility
195 | Alabama Power Co | 19 | Thurlow Dam | 1 | Conventional Hydroelectric | 40.5 | 34 | Electric Utility
195 | Alabama Power Co | 19 | Thurlow Dam | 2 | Conventional Hydroelectric | 40.5 | 34 | Electric Utility
195 | Alabama Power Co | 19 | Thurlow Dam | 3 | Conventional Hydroelectric | 10 | 10 | Electric Utility
195 | Alabama Power Co | 20 | Weiss Dam | 1 | Conventional Hydroelectric | 29.2 | 24.7 | Electric Utility
195 | Alabama Power Co | 20 | Weiss Dam | 2 | Conventional Hydroelectric | 29.2 | 24.7 | Electric Utility
195 | Alabama Power Co | 20 | Weiss Dam | 3 | Conventional Hydroelectric | 29.2 | 24.7 | Electric Utility
195 | Alabama Power Co | 21 | Yates Dam | 1 | Conventional Hydroelectric | 25.5 | 23.5 | Electric Utility
195 | Alabama Power Co | 21 | Yates Dam | 2 | Conventional Hydroelectric | 25 | 23.5 | Electric Utility
195 | Alabama Power Co | 26 | E C Gaston | 1 | Conventional Steam Coal | 272 | 254 | Electric Utility
195 | Alabama Power Co | 26 | E C Gaston | 2 | Conventional Steam Coal | 272 | 256 | Electric Utility
195 | Alabama Power Co | 26 | E C Gaston | 3 | Conventional Steam Coal | 272 | 254 | Electric Utility
195 | Alabama Power Co | 26 | E C Gaston | 5 | Conventional Steam Coal | 952 | 842 | Electric Utility
195 | Alabama Power Co | 26 | E C Gaston | GT4 | Petroleum Liquids | 21.2 | 16 | Electric Utility
195 | Alabama Power Co | 26 | E C Gaston | ST4 | Conventional Steam Coal | 244.8 | 256 | Electric Utility
195 | Alabama Power Co | 6001 | Joseph M Farley | 1 | Nuclear | 888.2 | 874 | Electric Utility
195 | Alabama Power Co | 6001 | Joseph M Farley | 2 | Nuclear | 888.2 | 883 | Electric Utility
195 | Alabama Power Co | 6002 | James H Miller Jr | 1 | Conventional Steam Coal | 705.5 | 685.2 | Electric Utility
195 | Alabama Power Co | 6002 | James H Miller Jr | 2 | Conventional Steam Coal | 705.5 | 684.7 | Electric Utility
195 | Alabama Power Co | 6002 | James H Miller Jr | 3 | Conventional Steam Coal | 705.5 | 678 | Electric Utility
195 | Alabama Power Co | 6002 | James H Miller Jr | 4 | Conventional Steam Coal | 705.5 | 678 | Electric Utility
195 | Alabama Power Co | 6188 | Harris Dam | 1 | Conventional Hydroelectric | 67.5 | 66 | Electric Utility
195 | Alabama Power Co | 6188 | Harris Dam | 2 | Conventional Hydroelectric | 67.5 | 66 | Electric Utility
195 | Alabama Power Co | 7697 | Washington County Cogeneration Facility | 1 | Natural Gas Fired Combined Cycle | 82.6 | 75 | Electric Utility
195 | Alabama Power Co | 7697 | Washington County Cogeneration Facility | 2 | Natural Gas Fired Combined Cycle | 39.9 | 25 | Electric Utility
195 | Alabama Power Co | 7698 | General Electric Plastic | 1 | Natural Gas Fired Combined Cycle | 82.2 | 85 | Electric Utility
195 | Alabama Power Co | 7698 | General Electric Plastic | 2 | Natural Gas Fired Combined Cycle | 14.8 | 12 | Electric Utility
195 | Alabama Power Co | 7721 | Theodore Cogen Facility | 1 | Natural Gas Fired Combined Cycle | 229 | 160 | Electric Utility
195 | Alabama Power Co | 7721 | Theodore Cogen Facility | 2 | Natural Gas Fired Combined Cycle | 88.4 | 64.7 | Electric Utility
213 | Alaska Electric Light&Power Co | 62 | Annex Creek | 5 | Conventional Hydroelectric | 1.8 | 1.8 | Electric Utility
213 | Alaska Electric Light&Power Co | 62 | Annex Creek | 6 | Conventional Hydroelectric | 2.2 | 1.8 | Electric Utility
213 | Alaska Electric Light&Power Co | 63 | Gold Creek | 1 | Conventional Hydroelectric | 0.8 | 0.8 | Electric Utility
213 | Alaska Electric Light&Power Co | 63 | Gold Creek | 2 | Conventional Hydroelectric | 0.4 | 0.4 | Electric Utility
213 | Alaska Electric Light&Power Co | 63 | Gold Creek | 3 | Conventional Hydroelectric | 0.4 | 0.4 | Electric Utility
213 | Alaska Electric Light&Power Co | 63 | Gold Creek | IC1 | Petroleum Liquids | 1.2 | 1.2 | Electric Utility
213 | Alaska Electric Light&Power Co | 63 | Gold Creek | IC2 | Petroleum Liquids | 1.2 | 1.2 | Electric Utility
213 | Alaska Electric Light&Power Co | 63 | Gold Creek | IC3 | Petroleum Liquids | 1.1 | 1.1 | Electric Utility
213 | Alaska Electric Light&Power Co | 63 | Gold Creek | IC4 | Petroleum Liquids | 3.5 | 3.5 | Electric Utility
213 | Alaska Electric Light&Power Co | 63 | Gold Creek | IC5 | Petroleum Liquids | 1.1 | 1.1 | Electric Utility
213 | Alaska Electric Light&Power Co | 64 | Lemon Creek | 1 | Petroleum Liquids | 2.5 | 2.5 | Electric Utility
213 | Alaska Electric Light&Power Co | 64 | Lemon Creek | 2 | Petroleum Liquids | 2.6 | 2.5 | Electric Utility
213 | Alaska Electric Light&Power Co | 64 | Lemon Creek | 3 | Petroleum Liquids | 2.6 | 2.5 | Electric Utility
213 | Alaska Electric Light&Power Co | 64 | Lemon Creek | 5 | Petroleum Liquids | 18.6 | 17.5 | Electric Utility
213 | Alaska Electric Light&Power Co | 64 | Lemon Creek | 6 | Petroleum Liquids | 18.6 | 17.5 | Electric Utility
213 | Alaska Electric Light&Power Co | 64 | Lemon Creek | 7 | Petroleum Liquids | 2.8 | 2.5 | Electric Utility
213 | Alaska Electric Light&Power Co | 64 | Lemon Creek | IC10 | Petroleum Liquids | 2.8 | 2.5 | Electric Utility
213 | Alaska Electric Light&Power Co | 64 | Lemon Creek | IC11 | Petroleum Liquids | 2.8 | 2.5 | Electric Utility
213 | Alaska Electric Light&Power Co | 64 | Lemon Creek | IC12 | Petroleum Liquids | 2.8 | 2.5 | Electric Utility
213 | Alaska Electric Light&Power Co | 64 | Lemon Creek | IC8 | Petroleum Liquids | 2.8 | 2.5 | Electric Utility
213 | Alaska Electric Light&Power Co | 64 | Lemon Creek | IC9 | Petroleum Liquids | 2.8 | 2.5 | Electric Utility
213 | Alaska Electric Light&Power Co | 65 | Salmon Creek 1 | HY7 | Conventional Hydroelectric | 8.5 | 5.2 | Electric Utility
213 | Alaska Electric Light&Power Co | 78 | Snettisham | 1 | Conventional Hydroelectric | 23.6 | 23.5 | Electric Utility
213 | Alaska Electric Light&Power Co | 78 | Snettisham | 2 | Conventional Hydroelectric | 23.6 | 23.5 | Electric Utility
213 | Alaska Electric Light&Power Co | 78 | Snettisham | 3 | Conventional Hydroelectric | 31 | 31 | Electric Utility
213 | Alaska Electric Light&Power Co | 7250 | Auke Bay | 13 | Petroleum Liquids | 2.8 | 2.8 | Electric Utility
213 | Alaska Electric Light&Power Co | 7250 | Auke Bay | 14 | Petroleum Liquids | 30.9 | 23 | Electric Utility
213 | Alaska Electric Light&Power Co | 7250 | Auke Bay | 4 | Petroleum Liquids | 2.5 | 2.5 | Electric Utility
213 | Alaska Electric Light&Power Co | 57085 | Lake Dorothy Hydroelectric Project | 1 | Conventional Hydroelectric | 14.3 | 14.3 | Electric Utility
219 | Alaska Power and Telephone Co | 66 | Skagway | 1 | Conventional Hydroelectric | 0.4 | 0.4 | Electric Utility
219 | Alaska Power and Telephone Co | 66 | Skagway | 2 | Conventional Hydroelectric | 0.1 | 0.1 | Electric Utility
219 | Alaska Power and Telephone Co | 66 | Skagway | 3 | Conventional Hydroelectric | 0.3 | 0.3 | Electric Utility
219 | Alaska Power and Telephone Co | 66 | Skagway | 4 | Conventional Hydroelectric | 0.2 | 0.2 | Electric Utility
219 | Alaska Power and Telephone Co | 66 | Skagway | 6A | Petroleum Liquids | 0.8 | 0.8 | Electric Utility
219 | Alaska Power and Telephone Co | 66 | Skagway | 7A | Petroleum Liquids | 1.1 | 1.1 | Electric Utility
219 | Alaska Power and Telephone Co | 66 | Skagway | 8A | Petroleum Liquids | 0.5 | 0.5 | Electric Utility
219 | Alaska Power and Telephone Co | 66 | Skagway | 9 | Petroleum Liquids | 1 | 1 | Electric Utility
219 | Alaska Power and Telephone Co | 69 | Haines | 10 | Petroleum Liquids | 1.2 | 1.2 | Electric Utility
219 | Alaska Power and Telephone Co | 69 | Haines | 5 | Petroleum Liquids | 0.6 | 0.6 | Electric Utility
219 | Alaska Power and Telephone Co | 69 | Haines | 7A | Petroleum Liquids | 2.8 | 2.8 | Electric Utility
219 | Alaska Power and Telephone Co | 69 | Haines | IC8A | Petroleum Liquids | 1.6 | 1.6 | Electric Utility
219 | Alaska Power and Telephone Co | 406 | Tok | 3A | Petroleum Liquids | 1.3 | 1.3 | Electric Utility
219 | Alaska Power and Telephone Co | 406 | Tok | 4A | Petroleum Liquids | 1.1 | 1.1 | Electric Utility
219 | Alaska Power and Telephone Co | 406 | Tok | 5A | Petroleum Liquids | 1.1 | 1.1 | Electric Utility
219 | Alaska Power and Telephone Co | 406 | Tok | 6 | Petroleum Liquids | 0.5 | 0.5 | Electric Utility
219 | Alaska Power and Telephone Co | 406 | Tok | 7a | Petroleum Liquids | 2.3 | 1.9 | Electric Utility
219 | Alaska Power and Telephone Co | 406 | Tok | 8 | Petroleum Liquids | 0.4 | 0.4 | Electric Utility
219 | Alaska Power and Telephone Co | 406 | Tok | 9 | Petroleum Liquids | 0.9 | 1 | Electric Utility
219 | Alaska Power and Telephone Co | 421 | Craig (AK) | 1 | Petroleum Liquids | 0.6 | 0.6 | Electric Utility
219 | Alaska Power and Telephone Co | 421 | Craig (AK) | 3A | Petroleum Liquids | 1.6 | 1.6 | Electric Utility
219 | Alaska Power and Telephone Co | 421 | Craig (AK) | 5 | Petroleum Liquids | 1.1 | 1.1 | Electric Utility
219 | Alaska Power and Telephone Co | 421 | Craig (AK) | 6 | Petroleum Liquids | 1.1 | 1.1 | Electric Utility
219 | Alaska Power and Telephone Co | 423 | Hydaburg | 1A | Petroleum Liquids | 0.4 | 0.4 | Electric Utility
219 | Alaska Power and Telephone Co | 423 | Hydaburg | 3A | Petroleum Liquids | 0.3 | 0.3 | Electric Utility
219 | Alaska Power and Telephone Co | 423 | Hydaburg | 5 | Petroleum Liquids | 0.3 | 0.3 | Electric Utility
219 | Alaska Power and Telephone Co | 7169 | Northway | 1A | Petroleum Liquids | 0.5 | 0.3 | Electric Utility
219 | Alaska Power and Telephone Co | 7169 | Northway | 2A | Petroleum Liquids | 0.2 | 0.2 | Electric Utility
219 | Alaska Power and Telephone Co | 7169 | Northway | 5 | Petroleum Liquids | 0.4 | 0.4 | Electric Utility
219 | Alaska Power and Telephone Co | 7414 | Thorne Bay Plant | 2 | Petroleum Liquids | 0.6 | 0.6 | Electric Utility
219 | Alaska Power and Telephone Co | 7414 | Thorne Bay Plant | 4 | Petroleum Liquids | 0.4 | 0.4 | Electric Utility
219 | Alaska Power and Telephone Co | 7751 | Goat Lake Hydro | 1 | Conventional Hydroelectric | 4 | 4 | Electric Utility
219 | Alaska Power and Telephone Co | 7752 | Black Bear Lake | 1 | Conventional Hydroelectric | 4.5 | 4.5 | Electric Utility
219 | Alaska Power and Telephone Co | 56146 | False Island | 1 | Petroleum Liquids | 1.3 | 1.3 | Electric Utility
219 | Alaska Power and Telephone Co | 56147 | Viking | 1 | Petroleum Liquids | 1 | 1 | Electric Utility
219 | Alaska Power and Telephone Co | 56265 | South Fork | 1 | Conventional Hydroelectric | 2 | 1.9 | Electric Utility
219 | Alaska Power and Telephone Co | 56542 | Kasidaya Creek Hydro | 1 | Conventional Hydroelectric | 3 | 3 | Electric Utility
221 | Alaska Village Elec Coop, Inc | 6314 | Emmonak | 2A | Petroleum Liquids | 0.5 | 0.5 | Electric Utility
221 | Alaska Village Elec Coop, Inc | 6314 | Emmonak | 4a | Petroleum Liquids | 0.5 | 0.5 | Electric Utility
221 | Alaska Village Elec Coop, Inc | 6314 | Emmonak | 5a | Petroleum Liquids | 0.5 | 0.5 | Electric Utility
221 | Alaska Village Elec Coop, Inc | 6314 | Emmonak | 6 | Petroleum Liquids | 0.9 | 0.9 | Electric Utility
221 | Alaska Village Elec Coop, Inc | 6319 | Hooper Bay | 3A | Petroleum Liquids | 0.3 | 0.3 | Electric Utility
221 | Alaska Village Elec Coop, Inc | 6319 | Hooper Bay | 4A | Petroleum Liquids | 0.3 | 0.3 | Electric Utility
221 | Alaska Village Elec Coop, Inc | 6319 | Hooper Bay | 5 | Petroleum Liquids | 0.5 | 0.5 | Electric Utility
221 | Alaska Village Elec Coop, Inc | 6319 | Hooper Bay | 6 | Petroleum Liquids | 0.5 | 0.5 | Electric Utility
221 | Alaska Village Elec Coop, Inc | 6323 | Kiana | 1B | Petroleum Liquids | 0.3 | 0.3 | Electric Utility
221 | Alaska Village Elec Coop, Inc | 6323 | Kiana | 3A | Petroleum Liquids | 0.3 | 0.4 | Electric Utility
221 | Alaska Village Elec Coop, Inc | 6323 | Kiana | 4 | Petroleum Liquids | 0.5 | 0.5 | Electric Utility
221 | Alaska Village Elec Coop, Inc | 6329 | Mountain Village | 1 | Petroleum Liquids | 0.3 | 0.3 | Electric Utility
221 | Alaska Village Elec Coop, Inc | 6329 | Mountain Village | 3A | Petroleum Liquids | 0.3 | 0.3 | Electric Utility
221 | Alaska Village Elec Coop, Inc | 6329 | Mountain Village | 4 | Petroleum Liquids | 0.6 | 0.6 | Electric Utility
221 | Alaska Village Elec Coop, Inc | 6329 | Mountain Village | 5 | Petroleum Liquids | 0.5 | 0.5 | Electric Utility
221 | Alaska Village Elec Coop, Inc | 6330 | Noorvik | 1A | Petroleum Liquids | 0.3 | 0.3 | Electric Utility
221 | Alaska Village Elec Coop, Inc | 6330 | Noorvik | 2A | Petroleum Liquids | 0.4 | 0.4 | Electric Utility
221 | Alaska Village Elec Coop, Inc | 6330 | Noorvik | 3 | Petroleum Liquids | 0.3 | 0.3 | Electric Utility
221 | Alaska Village Elec Coop, Inc | 6338 | St Marys IC | 1B | Petroleum Liquids | 5 | 0.5 | Electric Utility
221 | Alaska Village Elec Coop, Inc | 6338 | St Marys IC | 2 | Petroleum Liquids | 0.6 | 0.6 | Electric Utility
221 | Alaska Village Elec Coop, Inc | 6338 | St Marys IC | 3 | Petroleum Liquids | 0.9 | 0.9 | Electric Utility
221 | Alaska Village Elec Coop, Inc | 6341 | Selawik | 1A | Petroleum Liquids | 0.3 | 0.3 | Electric Utility
221 | Alaska Village Elec Coop, Inc | 6341 | Selawik | 2A | Petroleum Liquids | 0.5 | 0.5 | Electric Utility
221 | Alaska Village Elec Coop, Inc | 6341 | Selawik | 3A | Petroleum Liquids | 0.8 | 0.8 | Electric Utility
221 | Alaska Village Elec Coop, Inc | 6345 | Shishmaref | 1 | Petroleum Liquids | 0.3 | 0.3 | Electric Utility
221 | Alaska Village Elec Coop, Inc | 6345 | Shishmaref | 2 | Petroleum Liquids | 0.3 | 0.3 | Electric Utility
221 | Alaska Village Elec Coop, Inc | 6345 | Shishmaref | 3 | Petroleum Liquids | 0.3 | 0.3 | Electric Utility
221 | Alaska Village Elec Coop, Inc | 6345 | Shishmaref | 4 | Petroleum Liquids | 0.5 | 0.5 | Electric Utility
221 | Alaska Village Elec Coop, Inc | 6348 | Togiak | 2a | Petroleum Liquids | 0.5 | 0.5 | Electric Utility
221 | Alaska Village Elec Coop, Inc | 6348 | Togiak | 4 | Petroleum Liquids | 0.3 | 0.3 | Electric Utility
221 | Alaska Village Elec Coop, Inc | 6348 | Togiak | 4a | Petroleum Liquids | 0.5 | 0.5 | Electric Utility
221 | Alaska Village Elec Coop, Inc | 6348 | Togiak | 5A | Petroleum Liquids | 0.8 | 0.8 | Electric Utility
221 | Alaska Village Elec Coop, Inc | 6566 | Bethel | 1 | Petroleum Liquids | 2.1 | 2.1 | Electric Utility
221 | Alaska Village Elec Coop, Inc | 6566 | Bethel | 2 | Petroleum Liquids | 2.1 | 2.1 | Electric Utility
221 | Alaska Village Elec Coop, Inc | 6566 | Bethel | 3 | Petroleum Liquids | 2.1 | 2.1 | Electric Utility
221 | Alaska Village Elec Coop, Inc | 6566 | Bethel | 4 | Petroleum Liquids | 2.1 | 2.1 | Electric Utility
221 | Alaska Village Elec Coop, Inc | 6566 | Bethel | 6 | Petroleum Liquids | 2.1 | 2.1 | Electric Utility
221 | Alaska Village Elec Coop, Inc | 6566 | Bethel | 7 | Petroleum Liquids | 2.1 | 2.1 | Electric Utility
221 | Alaska Village Elec Coop, Inc | 57051 | Noatak | UNIT2 | Petroleum Liquids | 0.3 | 0.3 | Electric Utility
221 | Alaska Village Elec Coop, Inc | 57051 | Noatak | UNIT4 | Petroleum Liquids | 0.5 | 0.5 | Electric Utility
221 | Alaska Village Elec Coop, Inc | 57051 | Noatak | UNIT5 | Petroleum Liquids | 0.4 | 0.4 | Electric Utility
221 | Alaska Village Elec Coop, Inc | 57052 | Savoonga | UNIT1 | Petroleum Liquids | 0.4 | 0.4 | Electric Utility
221 | Alaska Village Elec Coop, Inc | 57052 | Savoonga | UNIT2 | Petroleum Liquids | 0.5 | 0.5 | Electric Utility
221 | Alaska Village Elec Coop, Inc | 57052 | Savoonga | UNIT3 | Petroleum Liquids | 0.8 | 0.8 | Electric Utility
221 | Alaska Village Elec Coop, Inc | 57053 | Alakanuk | UNIT1 | Petroleum Liquids | 0.4 | 0.4 | Electric Utility
221 | Alaska Village Elec Coop, Inc | 57053 | Alakanuk | UNIT2 | Petroleum Liquids | 0.5 | 0.5 | Electric Utility
221 | Alaska Village Elec Coop, Inc | 57053 | Alakanuk | UNIT3 | Petroleum Liquids | 0.4 | 0.4 | Electric Utility
221 | Alaska Village Elec Coop, Inc | 57053 | Alakanuk | UNIT4 | Petroleum Liquids | 0.8 | 0.8 | Electric Utility
221 | Alaska Village Elec Coop, Inc | 57054 | Upper Kalskag | UNIT1 | Petroleum Liquids | 0.2 | 0.2 | Electric Utility
221 | Alaska Village Elec Coop, Inc | 57054 | Upper Kalskag | UNIT2 | Petroleum Liquids | 0.4 | 0.4 | Electric Utility
221 | Alaska Village Elec Coop, Inc | 57054 | Upper Kalskag | UNIT3 | Petroleum Liquids | 0.5 | 0.5 | Electric Utility
221 | Alaska Village Elec Coop, Inc | 57055 | Stebbins | 1 | Petroleum Liquids | 0.5 | 0.5 | Electric Utility
221 | Alaska Village Elec Coop, Inc | 57055 | Stebbins | 2 | Petroleum Liquids | 0.5 | 0.5 | Electric Utility
221 | Alaska Village Elec Coop, Inc | 57055 | Stebbins | 3 | Petroleum Liquids | 0.5 | 0.5 | Electric Utility
221 | Alaska Village Elec Coop, Inc | 57055 | Stebbins | 4 | Petroleum Liquids | 0.5 | 0.5 | Electric Utility
221 | Alaska Village Elec Coop, Inc | 57056 | Scammon Bay | UNIT1 | Petroleum Liquids | 0.4 | 0.4 | Electric Utility
221 | Alaska Village Elec Coop, Inc | 57056 | Scammon Bay | UNIT2 | Petroleum Liquids | 0.4 | 0.4 | Electric Utility
221 | Alaska Village Elec Coop, Inc | 57056 | Scammon Bay | UNIT3 | Petroleum Liquids | 0.5 | 0.5 | Electric Utility
221 | Alaska Village Elec Coop, Inc | 57057 | Quinhagak | UNIT1 | Petroleum Liquids | 0.4 | 0.4 | Electric Utility
221 | Alaska Village Elec Coop, Inc | 57057 | Quinhagak | UNIT2 | Petroleum Liquids | 0.3 | 0.3 | Electric Utility
221 | Alaska Village Elec Coop, Inc | 57057 | Quinhagak | UNIT3 | Petroleum Liquids | 0.4 | 0.4 | Electric Utility
221 | Alaska Village Elec Coop, Inc | 57058 | Pilot Station | UNIT1 | Petroleum Liquids | 0.4 | 0.4 | Electric Utility
221 | Alaska Village Elec Coop, Inc | 57058 | Pilot Station | UNIT2 | Petroleum Liquids | 0.5 | 0.5 | Electric Utility
221 | Alaska Village Elec Coop, Inc | 57058 | Pilot Station | UNIT3 | Petroleum Liquids | 0.3 | 0.3 | Electric Utility
221 | Alaska Village Elec Coop, Inc | 57059 | Koyuk | UNIT1 | Petroleum Liquids | 0.2 | 0.2 | Electric Utility
221 | Alaska Village Elec Coop, Inc | 57059 | Koyuk | UNIT2 | Petroleum Liquids | 0.4 | 0.4 | Electric Utility
221 | Alaska Village Elec Coop, Inc | 57059 | Koyuk | UNIT3 | Petroleum Liquids | 0.5 | 0.5 | Electric Utility
221 | Alaska Village Elec Coop, Inc | 57060 | Elim | UNIT1 | Petroleum Liquids | 0.2 | 0.2 | Electric Utility
221 | Alaska Village Elec Coop, Inc | 57060 | Elim | UNIT2 | Petroleum Liquids | 0.4 | 0.4 | Electric Utility
221 | Alaska Village Elec Coop, Inc | 57060 | Elim | UNIT3 | Petroleum Liquids | 1 | 0.5 | Electric Utility
221 | Alaska Village Elec Coop, Inc | 57061 | St. Michael | UNIT1 | Petroleum Liquids | 0.5 | 0.5 | Electric Utility
221 | Alaska Village Elec Coop, Inc | 57061 | St. Michael | UNIT2 | Petroleum Liquids | 0.3 | 0.3 | Electric Utility
221 | Alaska Village Elec Coop, Inc | 57061 | St. Michael | UNIT3 | Petroleum Liquids | 0.2 | 0.2 | Electric Utility
221 | Alaska Village Elec Coop, Inc | 57062 | Gambell | UNIT1 | Petroleum Liquids | 0.3 | 0.3 | Electric Utility
221 | Alaska Village Elec Coop, Inc | 57062 | Gambell | UNIT2 | Petroleum Liquids | 0.5 | 0.5 | Electric Utility
221 | Alaska Village Elec Coop, Inc | 57062 | Gambell | UNIT3 | Petroleum Liquids | 0.8 | 0.8 | Electric Utility
221 | Alaska Village Elec Coop, Inc | 57063 | Shungnak | UNIT1 | Petroleum Liquids | 0.2 | 0.2 | Electric Utility
221 | Alaska Village Elec Coop, Inc | 57063 | Shungnak | UNIT2 | Petroleum Liquids | 0.3 | 0.3 | Electric Utility
221 | Alaska Village Elec Coop, Inc | 57063 | Shungnak | UNIT3 | Petroleum Liquids | 0.3 | 0.3 | Electric Utility
221 | Alaska Village Elec Coop, Inc | 57063 | Shungnak | UNIT4 | Petroleum Liquids | 0.4 | 0.4 | Electric Utility
221 | Alaska Village Elec Coop, Inc | 57064 | Kotlik | UNIT1 | Petroleum Liquids | 0.3 | 0.3 | Electric Utility
221 | Alaska Village Elec Coop, Inc | 57064 | Kotlik | UNIT2 | Petroleum Liquids | 0.3 | 0.3 | Electric Utility
221 | Alaska Village Elec Coop, Inc | 57064 | Kotlik | UNIT3 | Petroleum Liquids | 0.4 | 0.5 | Electric Utility
221 | Alaska Village Elec Coop, Inc | 57064 | Kotlik | UNIT4 | Petroleum Liquids | 0.4 | 0.5 | Electric Utility
221 | Alaska Village Elec Coop, Inc | 57065 | Kivalina | UNIT1 | Petroleum Liquids | 0.2 | 0.2 | Electric Utility
221 | Alaska Village Elec Coop, Inc | 57065 | Kivalina | UNIT2 | Petroleum Liquids | 0.3 | 0.3 | Electric Utility
221 | Alaska Village Elec Coop, Inc | 57065 | Kivalina | UNIT3 | Petroleum Liquids | 0.2 | 0.2 | Electric Utility
221 | Alaska Village Elec Coop, Inc | 57065 | Kivalina | UNIT4 | Petroleum Liquids | 0.4 | 0.4 | Electric Utility
221 | Alaska Village Elec Coop, Inc | 57066 | Kasigluk | 5A | Petroleum Liquids | 0.7 | 0.7 | Electric Utility
221 | Alaska Village Elec Coop, Inc | 57066 | Kasigluk | UNIT1 | Petroleum Liquids | 0.4 | 0.4 | Electric Utility
221 | Alaska Village Elec Coop, Inc | 57066 | Kasigluk | UNIT2 | Petroleum Liquids | 0.5 | 0.5 | Electric Utility
221 | Alaska Village Elec Coop, Inc | 57067 | Toksook Bay | UNIT1 | Petroleum Liquids | 0.4 | 0.4 | Electric Utility
221 | Alaska Village Elec Coop, Inc | 57067 | Toksook Bay | UNIT2 | Petroleum Liquids | 0.5 | 0.5 | Electric Utility
221 | Alaska Village Elec Coop, Inc | 57067 | Toksook Bay | UNIT3 | Petroleum Liquids | 0.8 | 0.8 | Electric Utility
222 | Akron City of | 58980 | Akron WRF | 2G-1 | Other Waste Biomass | 0.6 | 0.6 | Commercial CHP
222 | Akron City of | 58980 | Akron WRF | 2G-2 | Other Waste Biomass | 0.6 | 0.6 | Commercial CHP
222 | Akron City of | 58980 | Akron WRF | 2G-3 | Other Waste Biomass | 0.6 | 0.6 | Commercial CHP
228 | City of Albany - (MO) | 2113 | Albany | 1 | Petroleum Liquids | 2.1 | 2.1 | Electric Utility
228 | City of Albany - (MO) | 2113 | Albany | 2 | Petroleum Liquids | 1 | 1 | Electric Utility
228 | City of Albany - (MO) | 2113 | Albany | 3 | Petroleum Liquids | 0.7 | 0.6 | Electric Utility
228 | City of Albany - (MO) | 2113 | Albany | IC5 | Petroleum Liquids | 1.2 | 1.2 | Electric Utility
228 | City of Albany - (MO) | 2113 | Albany | IC6 | Petroleum Liquids | 1.2 | 1.2 | Electric Utility
241 | Albertville Municipal Utilities Board | 7924 | Albertville | DG1 | Petroleum Liquids | 1 | 0.9 | Electric Utility
241 | Albertville Municipal Utilities Board | 7924 | Albertville | DG2 | Petroleum Liquids | 1 | 0.9 | Electric Utility
241 | Albertville Municipal Utilities Board | 7924 | Albertville | DG3 | Petroleum Liquids | 1 | 0.9 | Electric Utility
241 | Albertville Municipal Utilities Board | 7924 | Albertville | DG4 | Petroleum Liquids | 1 | 0.9 | Electric Utility
261 | AGC Division of APG Inc | 6705 | Warrick | 1 | Conventional Steam Coal | 166.6 | 151 | IPP CHP
261 | AGC Division of APG Inc | 6705 | Warrick | 2 | Conventional Steam Coal | 166.6 | 153 | IPP CHP
261 | AGC Division of APG Inc | 6705 | Warrick | 3 | Conventional Steam Coal | 166.6 | 155 | IPP CHP
261 | AGC Division of APG Inc | 6705 | Warrick | 4 | Conventional Steam Coal | 323 | 300 | IPP CHP
291 | Algonquin Windsor Locks LLC | 10567 | Algonquin Windsor Locks | GTG | Natural Gas Fired Combined Cycle | 40 | 35 | IPP CHP
291 | Algonquin Windsor Locks LLC | 10567 | Algonquin Windsor Locks | GTG2 | Natural Gas Fired Combined Cycle | 15 | 13 | IPP CHP
291 | Algonquin Windsor Locks LLC | 10567 | Algonquin Windsor Locks | STG | Natural Gas Fired Combined Cycle | 16 | 16 | IPP CHP
295 | City of Alexandria - (MN) | 1958 | Alexandria | IC1 | Petroleum Liquids | 1.2 | 1 | Electric Utility
295 | City of Alexandria - (MN) | 1958 | Alexandria | IC2 | Petroleum Liquids | 4 | 3.6 | Electric Utility
295 | City of Alexandria - (MN) | 1958 | Alexandria | IC3 | Petroleum Liquids | 4 | 3.6 | Electric Utility
298 | City of Alexandria - (LA) | 6558 | D G Hunter | 3 | Natural Gas Steam Turbine | 55 | 50 | Electric Utility
298 | City of Alexandria - (LA) | 6558 | D G Hunter | 4 | Natural Gas Steam Turbine | 85 | 80 | Electric Utility
306 | Brookfield Smoky Mountain Hydropower LLC | 54898 | Santeetlah | 1 | Conventional Hydroelectric | 22.5 | 20 | Electric Utility
306 | Brookfield Smoky Mountain Hydropower LLC | 54898 | Santeetlah | 2 | Conventional Hydroelectric | 22.5 | 20 | Electric Utility
306 | Brookfield Smoky Mountain Hydropower LLC | 54899 | Cheoah | 1A | Conventional Hydroelectric | 27.5 | 28 | Electric Utility
306 | Brookfield Smoky Mountain Hydropower LLC | 54899 | Cheoah | 2A | Conventional Hydroelectric | 27.5 | 28 | Electric Utility
306 | Brookfield Smoky Mountain Hydropower LLC | 54899 | Cheoah | 3A | Conventional Hydroelectric | 27.5 | 28 | Electric Utility
306 | Brookfield Smoky Mountain Hydropower LLC | 54899 | Cheoah | 4A | Conventional Hydroelectric | 27.5 | 28 | Electric Utility
306 | Brookfield Smoky Mountain Hydropower LLC | 54899 | Cheoah | 5 | Conventional Hydroelectric | 30 | 31 | Electric Utility
306 | Brookfield Smoky Mountain Hydropower LLC | 54900 | Calderwood | 1 | Conventional Hydroelectric | 52.2 | 52 | Electric Utility
306 | Brookfield Smoky Mountain Hydropower LLC | 54900 | Calderwood | 2 | Conventional Hydroelectric | 52.2 | 52 | Electric Utility
306 | Brookfield Smoky Mountain Hydropower LLC | 54900 | Calderwood | 3 | Conventional Hydroelectric | 52.2 | 52 | Electric Utility
306 | Brookfield Smoky Mountain Hydropower LLC | 54901 | Chilhowee | 1 | Conventional Hydroelectric | 16.6 | 17 | Electric Utility
306 | Brookfield Smoky Mountain Hydropower LLC | 54901 | Chilhowee | 2 | Conventional Hydroelectric | 16.6 | 17 | Electric Utility
306 | Brookfield Smoky Mountain Hydropower LLC | 54901 | Chilhowee | 3 | Conventional Hydroelectric | 16.6 | 17 | Electric Utility
309 | City of Algona - (IA) | 1120 | Algona | 6 | Petroleum Liquids | 3.2 | 3.2 | Electric Utility
309 | City of Algona - (IA) | 1120 | Algona | 7 | Petroleum Liquids | 4.1 | 4.1 | Electric Utility
309 | City of Algona - (IA) | 1120 | Algona | 8 | Petroleum Liquids | 4.4 | 4.4 | Electric Utility
309 | City of Algona - (IA) | 1120 | Algona | 9 | Petroleum Liquids | 4.4 | 4.4 | Electric Utility
309 | City of Algona - (IA) | 7966 | Iowa Distributed Wind Generation Project | IDWG | Onshore Wind Turbine | 2.3 | 2.3 | Electric Utility
317 | Alcoa Power Generating Inc Yadkin Div | 54894 | Narrows (NC) | YN1 | Conventional Hydroelectric | 24.7 | 30 | Electric Utility
317 | Alcoa Power Generating Inc Yadkin Div | 54894 | Narrows (NC) | YN2 | Conventional Hydroelectric | 24.7 | 30 | Electric Utility
317 | Alcoa Power Generating Inc Yadkin Div | 54894 | Narrows (NC) | YN3 | Conventional Hydroelectric | 29 | 30 | Electric Utility
317 | Alcoa Power Generating Inc Yadkin Div | 54894 | Narrows (NC) | YN4 | Conventional Hydroelectric | 30.4 | 29 | Electric Utility
317 | Alcoa Power Generating Inc Yadkin Div | 54895 | Falls Hydro | YF1 | Conventional Hydroelectric | 9 | 9 | Electric Utility
317 | Alcoa Power Generating Inc Yadkin Div | 54895 | Falls Hydro | YF2 | Conventional Hydroelectric | 11.2 | 10 | Electric Utility
317 | Alcoa Power Generating Inc Yadkin Div | 54895 | Falls Hydro | YF3 | Conventional Hydroelectric | 11.2 | 11 | Electric Utility
317 | Alcoa Power Generating Inc Yadkin Div | 54896 | High Rock Hydro | HR1 | Conventional Hydroelectric | 11 | 11 | Electric Utility
317 | Alcoa Power Generating Inc Yadkin Div | 54896 | High Rock Hydro | HR2 | Conventional Hydroelectric | 11 | 11 | Electric Utility
317 | Alcoa Power Generating Inc Yadkin Div | 54896 | High Rock Hydro | HR3 | Conventional Hydroelectric | 11 | 11 | Electric Utility
317 | Alcoa Power Generating Inc Yadkin Div | 54897 | Tuckertown Hydro | TT1 | Conventional Hydroelectric | 14 | 13 | Electric Utility
317 | Alcoa Power Generating Inc Yadkin Div | 54897 | Tuckertown Hydro | TT2 | Conventional Hydroelectric | 14 | 13 | Electric Utility
317 | Alcoa Power Generating Inc Yadkin Div | 54897 | Tuckertown Hydro | TT3 | Conventional Hydroelectric | 14 | 13 | Electric Utility
326 | Alice Falls Corp | 54391 | Alice Falls Hydro Project | 1 | Conventional Hydroelectric | 1.5 | 1.5 | IPP Non-CHP
326 | Alice Falls Corp | 54391 | Alice Falls Hydro Project | 2 | Conventional Hydroelectric | 0.6 | 0.7 | IPP Non-CHP
327 | Air Liquide Large Industries U S LP | 10298 | Bayou Cogen Plant | GEN2 | Natural Gas Fired Combustion Turbine | 75 | 65 | Industrial CHP
327 | Air Liquide Large Industries U S LP | 10298 | Bayou Cogen Plant | GEN3 | Natural Gas Fired Combustion Turbine | 75 | 65 | Industrial CHP
327 | Air Liquide Large Industries U S LP | 10298 | Bayou Cogen Plant | GEN4 | Natural Gas Fired Combustion Turbine | 75 | 65 | Industrial CHP
327 | Air Liquide Large Industries U S LP | 10298 | Bayou Cogen Plant | GT1 | Natural Gas Fired Combustion Turbine | 79.6 | 75 | Industrial CHP
332 | Allegheny Electric Coop Inc | 7128 | William F Matson Generating Station | 1 | Conventional Hydroelectric | 7 | 2.4 | Electric Utility
332 | Allegheny Electric Coop Inc | 7128 | William F Matson Generating Station | 2 | Conventional Hydroelectric | 14.7 | 6 | Electric Utility
335 | Air Liquide Large Industries U.S. LP | 54748 | Port Neches Plant | G1 | Natural Gas Fired Combustion Turbine | 38 | 32 | Industrial CHP
335 | Air Liquide Large Industries U.S. LP | 56787 | Geismar Cogen | GTG | Natural Gas Fired Combustion Turbine | 83.9 | 72.5 | Industrial CHP
343 | AEP Generating Company | 55502 | Lawrenceburg Energy Facility | 0100 | Natural Gas Fired Combined Cycle | 268 | 238 | Electric Utility
343 | AEP Generating Company | 55502 | Lawrenceburg Energy Facility | 0200 | Natural Gas Fired Combined Cycle | 268 | 238 | Electric Utility
343 | AEP Generating Company | 55502 | Lawrenceburg Energy Facility | 1100 | Natural Gas Fired Combined Cycle | 174 | 151 | Electric Utility
343 | AEP Generating Company | 55502 | Lawrenceburg Energy Facility | 1200 | Natural Gas Fired Combined Cycle | 174 | 151 | Electric Utility
343 | AEP Generating Company | 55502 | Lawrenceburg Energy Facility | 2100 | Natural Gas Fired Combined Cycle | 174 | 151 | Electric Utility
343 | AEP Generating Company | 55502 | Lawrenceburg Energy Facility | 2200 | Natural Gas Fired Combined Cycle | 174 | 151 | Electric Utility
361 | Industrial Energy Applications Inc | 54710 | Alliant SBD 9205 A Y McDonald | 0001 | Petroleum Liquids | 1.5 | 1.5 | IPP Non-CHP
361 | Industrial Energy Applications Inc | 54710 | Alliant SBD 9205 A Y McDonald | 0002 | Petroleum Liquids | 1.6 | 1.6 | IPP Non-CHP
361 | Industrial Energy Applications Inc | 54712 | Alliant SBD 9201 Norplex | 0002 | Petroleum Liquids | 1 | 1 | IPP Non-CHP
361 | Industrial Energy Applications Inc | 54712 | Alliant SBD 9201 Norplex | 0044 | Petroleum Liquids | 1.1 | 1.1 | IPP Non-CHP
361 | Industrial Energy Applications Inc | 54714 | Alliant SBD 8501 Aegon LI | 1265 | Petroleum Liquids | 1 | 1 | IPP Non-CHP
361 | Industrial Energy Applications Inc | 54714 | Alliant SBD 8501 Aegon LI | 1270 | Petroleum Liquids | 1 | 1 | IPP Non-CHP
361 | Industrial Energy Applications Inc | 54714 | Alliant SBD 8501 Aegon LI | 1794 | Petroleum Liquids | 1.1 | 1.1 | IPP Non-CHP
361 | Industrial Energy Applications Inc | 54715 | Alliant SBD 9107 JBS USA | 2665 | Petroleum Liquids | 1.6 | 1.6 | IPP Non-CHP
361 | Industrial Energy Applications Inc | 54715 | Alliant SBD 9107 JBS USA | 2688 | Petroleum Liquids | 1.6 | 1.6 | IPP Non-CHP
361 | Industrial Energy Applications Inc | 54715 | Alliant SBD 9107 JBS USA | 2689 | Petroleum Liquids | 1.6 | 1.6 | IPP Non-CHP
361 | Industrial Energy Applications Inc | 54715 | Alliant SBD 9107 JBS USA | 4644 | Petroleum Liquids | 1.6 | 1.6 | IPP Non-CHP
361 | Industrial Energy Applications Inc | 54715 | Alliant SBD 9107 JBS USA | 4658 | Petroleum Liquids | 1.6 | 1.6 | IPP Non-CHP
361 | Industrial Energy Applications Inc | 54715 | Alliant SBD 9107 JBS USA | 4659 | Petroleum Liquids | 1.6 | 1.6 | IPP Non-CHP
361 | Industrial Energy Applications Inc | 54715 | Alliant SBD 9107 JBS USA | 4660 | Petroleum Liquids | 1.8 | 1.8 | IPP Non-CHP
361 | Industrial Energy Applications Inc | 54716 | Alliant SBD 8602 Marion Sub | 1536 | Petroleum Liquids | 1.5 | 1.5 | IPP Non-CHP
361 | Industrial Energy Applications Inc | 54716 | Alliant SBD 8602 Marion Sub | 2734 | Petroleum Liquids | 1.5 | 1.5 | IPP Non-CHP
361 | Industrial Energy Applications Inc | 54716 | Alliant SBD 8602 Marion Sub | 2741 | Petroleum Liquids | 1.1 | 1.1 | IPP Non-CHP
361 | Industrial Energy Applications Inc | 54716 | Alliant SBD 8602 Marion Sub | 2785 | Petroleum Liquids | 1.5 | 1.5 | IPP Non-CHP
361 | Industrial Energy Applications Inc | 54717 | Alliant SBD 9106 Rockwell CR | 2671 | Petroleum Liquids | 1.6 | 1.6 | IPP Non-CHP
361 | Industrial Energy Applications Inc | 54717 | Alliant SBD 9106 Rockwell CR | 2672 | Petroleum Liquids | 1.6 | 1.6 | IPP Non-CHP
361 | Industrial Energy Applications Inc | 54717 | Alliant SBD 9106 Rockwell CR | 2675 | Petroleum Liquids | 1.6 | 1.6 | IPP Non-CHP
361 | Industrial Energy Applications Inc | 54717 | Alliant SBD 9106 Rockwell CR | 2678 | Petroleum Liquids | 1.6 | 1.6 | IPP Non-CHP
361 | Industrial Energy Applications Inc | 54717 | Alliant SBD 9106 Rockwell CR | 2679 | Petroleum Liquids | 1.6 | 1.6 | IPP Non-CHP
361 | Industrial Energy Applications Inc | 54717 | Alliant SBD 9106 Rockwell CR | 2682 | Petroleum Liquids | 1.6 | 1.6 | IPP Non-CHP
361 | Industrial Energy Applications Inc | 54717 | Alliant SBD 9106 Rockwell CR | 2683 | Petroleum Liquids | 1.6 | 1.6 | IPP Non-CHP
361 | Industrial Energy Applications Inc | 54717 | Alliant SBD 9106 Rockwell CR | 2684 | Petroleum Liquids | 1.6 | 1.6 | IPP Non-CHP
361 | Industrial Energy Applications Inc | 54717 | Alliant SBD 9106 Rockwell CR | 2685 | Petroleum Liquids | 1.6 | 1.6 | IPP Non-CHP
361 | Industrial Energy Applications Inc | 54717 | Alliant SBD 9106 Rockwell CR | 2690 | Petroleum Liquids | 1.6 | 1.6 | IPP Non-CHP
361 | Industrial Energy Applications Inc | 54718 | Alliant SBD 9206 Donaldson | 4632 | Petroleum Liquids | 1.6 | 1.6 | IPP Non-CHP
361 | Industrial Energy Applications Inc | 54720 | Alliant SBD 8601 Quad Graphics | 2736 | Petroleum Liquids | 1.5 | 1.5 | IPP Non-CHP
361 | Industrial Energy Applications Inc | 54720 | Alliant SBD 8601 Quad Graphics | 3489 | Petroleum Liquids | 1 | 1 | IPP Non-CHP
361 | Industrial Energy Applications Inc | 54720 | Alliant SBD 8601 Quad Graphics | 7164 | Petroleum Liquids | 1.1 | 1.1 | IPP Non-CHP
361 | Industrial Energy Applications Inc | 54735 | Alliant SBD 9301 Prairie Farms | 0079 | Petroleum Liquids | 1.8 | 1.8 | IPP Non-CHP
361 | Industrial Energy Applications Inc | 54735 | Alliant SBD 9301 Prairie Farms | 0080 | Petroleum Liquids | 1.1 | 1.1 | IPP Non-CHP
361 | Industrial Energy Applications Inc | 54929 | Alliant SBD 9403 Aegon DC | 6111 | Petroleum Liquids | 1.1 | 1.1 | IPP Non-CHP
361 | Industrial Energy Applications Inc | 54929 | Alliant SBD 9403 Aegon DC | 6112 | Petroleum Liquids | 1.5 | 1.5 | IPP Non-CHP
361 | Industrial Energy Applications Inc | 54929 | Alliant SBD 9403 Aegon DC | 6113 | Petroleum Liquids | 1.5 | 1.5 | IPP Non-CHP
361 | Industrial Energy Applications Inc | 54967 | Alliant SBD 9302 Aegon NP | 7906 | Petroleum Liquids | 1.2 | 1.2 | IPP Non-CHP
361 | Industrial Energy Applications Inc | 54968 | Alliant SBD 9502 Eaton | 0385 | Petroleum Liquids | 1.8 | 1.8 | IPP Non-CHP
361 | Industrial Energy Applications Inc | 54968 | Alliant SBD 9502 Eaton | 0386 | Petroleum Liquids | 1.8 | 1.8 | IPP Non-CHP
361 | Industrial Energy Applications Inc | 54968 | Alliant SBD 9502 Eaton | 5824 | Petroleum Liquids | 1.8 | 1.8 | IPP Non-CHP
361 | Industrial Energy Applications Inc | 55996 | Alliant SBD0201 Penford Produc | 01 | Petroleum Liquids | 1.8 | 1.8 | IPP Non-CHP
361 | Industrial Energy Applications Inc | 55996 | Alliant SBD0201 Penford Produc | 02 | Petroleum Liquids | 1.6 | 1.6 | IPP Non-CHP
361 | Industrial Energy Applications Inc | 55996 | Alliant SBD0201 Penford Produc | 03 | Petroleum Liquids | 1.6 | 1.6 | IPP Non-CHP
361 | Industrial Energy Applications Inc | 55996 | Alliant SBD0201 Penford Produc | 04 | Petroleum Liquids | 1.1 | 1.1 | IPP Non-CHP
361 | Industrial Energy Applications Inc | 56073 | Alliant SBG 9802 Toyota | 01 | Natural Gas Internal Combustion Engine | 1 | 1 | IPP Non-CHP
361 | Industrial Energy Applications Inc | 56074 | Alliant SBD 9901 GE Capital | 01 | Petroleum Liquids | 1.1 | 1.1 | IPP Non-CHP
379 | Alon USA LP | 10569 | Big Spring Texas Refinery | GENA | All Other | 1.5 | 1 | Industrial Non-CHP
405 | City of Alta - (IA) | 1121 | Alta Municipal Utilities | 1 | Petroleum Liquids | 1 | 0.9 | Electric Utility
406 | City of Altamont - (IL) | 7990 | Altamont | 1 | Petroleum Liquids | 1.8 | 1.8 | Electric Utility
406 | City of Altamont - (IL) | 7990 | Altamont | 2 | Petroleum Liquids | 1.8 | 1.8 | Electric Utility
406 | City of Altamont - (IL) | 7990 | Altamont | 3 | Petroleum Liquids | 1.8 | 1.8 | Electric Utility
406 | City of Altamont - (IL) | 7990 | Altamont | 4 | Petroleum Liquids | 1.8 | 1.8 | Electric Utility
429 | Occidental Permian Ltd | 52122 | Wasson CO2 Removal Plant | GEN1 | Natural Gas Fired Combustion Turbine | 23.4 | 19.1 | Industrial CHP
450 | The Amalgamated Sugar Co | 10504 | Amalgamated Sugar Twin Falls | 1500 | Conventional Steam Coal | 1.5 | 1.2 | Industrial CHP
450 | The Amalgamated Sugar Co | 10504 | Amalgamated Sugar Twin Falls | 2500 | Conventional Steam Coal | 2.5 | 2.3 | Industrial CHP
450 | The Amalgamated Sugar Co | 10504 | Amalgamated Sugar Twin Falls | 4000 | Conventional Steam Coal | 6.2 | 5 | Industrial CHP
463 | Ameresco LFG I Inc | 10549 | Al Turi | 2 | Landfill Gas | 0.8 | 0.8 | IPP Non-CHP
463 | Ameresco LFG I Inc | 10549 | Al Turi | 3 | Landfill Gas | 0.8 | 0.8 | IPP Non-CHP
463 | Ameresco LFG I Inc | 10549 | Al Turi | 3010 | Landfill Gas | 0.8 | 0.8 | IPP Non-CHP
470 | Covanta Energy of Niagara LP | 50472 | Covanta Niagara LP | GEN1 | Municipal Solid Waste | 25 | 18 | IPP CHP
470 | Covanta Energy of Niagara LP | 50472 | Covanta Niagara LP | GEN2 | Municipal Solid Waste | 25 | 18 | IPP CHP
472 | Amedee Gethrm Venture I LP | 50964 | Amedee Geothermal Venture I | IND | Geothermal | 1.5 | 1.1 | IPP Non-CHP
472 | Amedee Gethrm Venture I LP | 50964 | Amedee Geothermal Venture I | SYN | Geothermal | 1.5 | 1.1 | IPP Non-CHP
473 | Covanta Hempstead Company | 10642 | Covanta Hempstead | GEN1 | Municipal Solid Waste | 78.6 | 71.8 | IPP Non-CHP
491 | American Crystal Sugar Co | 54210 | American Crystal Sugar Hillsboro | G1 | Conventional Steam Coal | 13.3 | 13.3 | Industrial CHP
491 | American Crystal Sugar Co | 54211 | American Crystal Sugar Moorhead | G1 | Conventional Steam Coal | 3 | 3 | Industrial CHP
491 | American Crystal Sugar Co | 54211 | American Crystal Sugar Moorhead | G2 | Conventional Steam Coal | 2 | 2 | Industrial CHP
491 | American Crystal Sugar Co | 54212 | American Crystal Sugar Crookston | G1 | Conventional Steam Coal | 3.5 | 3.5 | Industrial CHP
491 | American Crystal Sugar Co | 54212 | American Crystal Sugar Crookston | G2 | Conventional Steam Coal | 3 | 3 | Industrial CHP
491 | American Crystal Sugar Co | 54213 | American Crystal Sugar Drayton | G1 | Conventional Steam Coal | 6 | 6 | Industrial CHP
491 | American Crystal Sugar Co | 54214 | American Crystal Sugar East Grand Forks | G1 | Conventional Steam Coal | 2.5 | 2.5 | Industrial CHP
491 | American Crystal Sugar Co | 54214 | American Crystal Sugar East Grand Forks | G2 | Conventional Steam Coal | 5 | 5 | Industrial CHP
503 | American Hydro Power Company | 10152 | Warrior Ridge Hydro | L-1 | Conventional Hydroelectric | 0.7 | 0.7 | IPP Non-CHP
503 | American Hydro Power Company | 10152 | Warrior Ridge Hydro | L-2 | Conventional Hydroelectric | 0.7 | 0.7 | IPP Non-CHP
503 | American Hydro Power Company | 10152 | Warrior Ridge Hydro | L-4 | Conventional Hydroelectric | 0.7 | 0.7 | IPP Non-CHP
503 | American Hydro Power Company | 10152 | Warrior Ridge Hydro | L-5 | Conventional Hydroelectric | 0.7 | 0.7 | IPP Non-CHP
520 | Illinois Power Generating Co | 861 | Coffeen | 1 | Conventional Steam Coal | 388.9 | 330 | IPP Non-CHP
520 | Illinois Power Generating Co | 861 | Coffeen | 2 | Conventional Steam Coal | 616.5 | 565 | IPP Non-CHP
520 | Illinois Power Generating Co | 6017 | Newton | 1 | Conventional Steam Coal | 617.4 | 595 | IPP Non-CHP
520 | Illinois Power Generating Co | 6017 | Newton | 2 | Conventional Steam Coal | 617.4 | 600 | IPP Non-CHP
528 | Covanta Southeastern Connecticut Company | 10646 | Covanta Southeastern Connecticut Company | GEN1 | Municipal Solid Waste | 16.9 | 12 | IPP Non-CHP
542 | Covanta Essex Company | 10643 | Covanta Essex Company | GEN1 | Municipal Solid Waste | 34.9 | 30 | IPP Non-CHP
542 | Covanta Essex Company | 10643 | Covanta Essex Company | GEN2 | Municipal Solid Waste | 34.9 | 30 | IPP Non-CHP
547 | American Sugar Refining Inc. | 54512 | Domino Sugar Arabi Plant | TG1 | Natural Gas Steam Turbine | 5 | 3.4 | Industrial CHP
547 | American Sugar Refining Inc. | 54512 | Domino Sugar Arabi Plant | TG2 | Natural Gas Steam Turbine | 5 | 2.3 | Industrial CHP
547 | American Sugar Refining Inc. | 54512 | Domino Sugar Arabi Plant | TG3 | Natural Gas Steam Turbine | 4 | 2 | Industrial CHP
554 | City of Ames - (IA) | 1122 | Ames Electric Services Power Plant | 7 | Conventional Steam Coal | 37.5 | 37.4 | Electric Utility
554 | City of Ames - (IA) | 1122 | Ames Electric Services Power Plant | 8 | Conventional Steam Coal | 71.3 | 68 | Electric Utility
554 | City of Ames - (IA) | 6463 | Ames GT | GT1 | Petroleum Liquids | 21.3 | 14.5 | Electric Utility
554 | City of Ames - (IA) | 6463 | Ames GT | GT2 | Petroleum Liquids | 57.4 | 22.7 | Electric Utility
563 | American Bituminous Power LP | 10151 | Grant Town Power Plant | GEN1 | Conventional Steam Coal | 95.7 | 80 | IPP Non-CHP
570 | Covanta Delaware Valley LP | 10746 | Covanta Delaware Valley | GEN1 | Municipal Solid Waste | 90 | 80 | IPP Non-CHP
590 | City of Anaheim - (CA) | 7693 | Anaheim GT | 1 | Natural Gas Fired Combustion Turbine | 49.2 | 44.5 | Electric Utility
590 | City of Anaheim - (CA) | 57027 | Canyon Power Plant | CPP1 | Natural Gas Fired Combustion Turbine | 50 | 49.4 | Electric Utility
590 | City of Anaheim - (CA) | 57027 | Canyon Power Plant | CPP2 | Natural Gas Fired Combustion Turbine | 50 | 48 | Electric Utility
590 | City of Anaheim - (CA) | 57027 | Canyon Power Plant | CPP3 | Natural Gas Fired Combustion Turbine | 50 | 48 | Electric Utility
590 | City of Anaheim - (CA) | 57027 | Canyon Power Plant | CPP4 | Natural Gas Fired Combustion Turbine | 50 | 49.4 | Electric Utility
599 | Anchorage Municipal Light and Power | 75 | Anchorage 1 | 1 | Natural Gas Fired Combustion Turbine | 12.5 | 14 | Electric Utility
599 | Anchorage Municipal Light and Power | 75 | Anchorage 1 | 2 | Natural Gas Fired Combustion Turbine | 12.5 | 14 | Electric Utility
599 | Anchorage Municipal Light and Power | 75 | Anchorage 1 | 3R | Natural Gas Fired Combustion Turbine | 48.9 | 29.3 | Electric Utility
599 | Anchorage Municipal Light and Power | 75 | Anchorage 1 | 4 | Natural Gas Fired Combustion Turbine | 27 | 31.1 | Electric Utility
599 | Anchorage Municipal Light and Power | 75 | Anchorage 1 | P1 BS | Petroleum Liquids | 2 | 2 | Electric Utility
599 | Anchorage Municipal Light and Power | 77 | Eklutna Hydro Project | 1 | Conventional Hydroelectric | 22.2 | 22.2 | Electric Utility
599 | Anchorage Municipal Light and Power | 77 | Eklutna Hydro Project | 2 | Conventional Hydroelectric | 22.2 | 22.2 | Electric Utility
599 | Anchorage Municipal Light and Power | 6559 | George M Sullivan Generation Plant 2 | 5 | Natural Gas Fired Combined Cycle | 38.1 | 33.8 | Electric Utility
599 | Anchorage Municipal Light and Power | 6559 | George M Sullivan Generation Plant 2 | 6 | Natural Gas Fired Combined Cycle | 33 | 34 | Electric Utility
599 | Anchorage Municipal Light and Power | 6559 | George M Sullivan Generation Plant 2 | 7 | Natural Gas Fired Combined Cycle | 102.6 | 102.6 | Electric Utility
599 | Anchorage Municipal Light and Power | 6559 | George M Sullivan Generation Plant 2 | GT8 | Natural Gas Fired Combustion Turbine | 92.6 | 77.7 | Electric Utility
623 | Anheuser-Busch Inc | 10430 | Anheuser-Busch St Louis | GEN1 | Conventional Steam Coal | 11 | 11 | Industrial CHP
623 | Anheuser-Busch Inc | 10430 | Anheuser-Busch St Louis | GEN3 | Conventional Steam Coal | 11 | 11 | Industrial CHP
623 | Anheuser-Busch Inc | 10430 | Anheuser-Busch St Louis | GEN4 | Conventional Steam Coal | 4.1 | 4.1 | Industrial CHP
623 | Anheuser-Busch Inc | 10431 | Anheuser-Busch Jacksonville | GEN1 | Natural Gas Fired Combustion Turbine | 8.6 | 8.6 | Industrial CHP
641 | ANP Bellingham Energy Company LLC | 55211 | ANP Bellingham Energy Project | U1 | Natural Gas Fired Combined Cycle | 289 | 228.9 | IPP Non-CHP
641 | ANP Bellingham Energy Company LLC | 55211 | ANP Bellingham Energy Project | U2 | Natural Gas Fired Combined Cycle | 289 | 242.8 | IPP Non-CHP
656 | ANP Blackstone Energy Company LLC | 55212 | ANP Blackstone Energy Project | U1 | Natural Gas Fired Combined Cycle | 289 | 239.1 | IPP Non-CHP
656 | ANP Blackstone Energy Company LLC | 55212 | ANP Blackstone Energy Project | U2 | Natural Gas Fired Combined Cycle | 289 | 234.1 | IPP Non-CHP
682 | City of Anita - (IA) | 1123 | Anita | 2 | Petroleum Liquids | 0.2 | 0.1 | Electric Utility
682 | City of Anita - (IA) | 1123 | Anita | 3 | Petroleum Liquids | 0.3 | 0.2 | Electric Utility
682 | City of Anita - (IA) | 1123 | Anita | 4 | Petroleum Liquids | 0.2 | 0.2 | Electric Utility
682 | City of Anita - (IA) | 1123 | Anita | 5 | Petroleum Liquids | 0.2 | 0.2 | Electric Utility
682 | City of Anita - (IA) | 1123 | Anita | 6 | Petroleum Liquids | 2 | 2 | Electric Utility
695 | City of Ansley - (NE) | 2214 | Ansley | 2 | Natural Gas Internal Combustion Engine | 0.9 | 0.8 | Electric Utility
695 | City of Ansley - (NE) | 2214 | Ansley | 3 | Petroleum Liquids | 0.6 | 0.5 | Electric Utility
701 | City of Anthony - (KS) | 1258 | Anthony | IC1 | Natural Gas Internal Combustion Engine | 4.1 | 4.1 | Electric Utility
701 | City of Anthony - (KS) | 1258 | Anthony | IC2 | Natural Gas Internal Combustion Engine | 3 | 3 | Electric Utility
701 | City of Anthony - (KS) | 1258 | Anthony | IC3 | Natural Gas Internal Combustion Engine | 4 | 4 | Electric Utility
733 | Appalachian Power Co | 3772 | Buck Hydro | 1 | Conventional Hydroelectric | 2.8 | 3 | Electric Utility
733 | Appalachian Power Co | 3772 | Buck Hydro | 2 | Conventional Hydroelectric | 2.8 | 3 | Electric Utility
733 | Appalachian Power Co | 3772 | Buck Hydro | 3 | Conventional Hydroelectric | 2.8 | 3 | Electric Utility
733 | Appalachian Power Co | 3773 | Byllesby 2 | 1 | Conventional Hydroelectric | 5.4 | 7.9 | Electric Utility
733 | Appalachian Power Co | 3773 | Byllesby 2 | 2 | Conventional Hydroelectric | 5.4 | 7.9 | Electric Utility
733 | Appalachian Power Co | 3773 | Byllesby 2 | 3 | Conventional Hydroelectric | 5.4 | 7.9 | Electric Utility
733 | Appalachian Power Co | 3773 | Byllesby 2 | 4 | Conventional Hydroelectric | 5.4 | 7.9 | Electric Utility
733 | Appalachian Power Co | 3774 | Claytor | 1 | Conventional Hydroelectric | 18.7 | 14.7 | Electric Utility
733 | Appalachian Power Co | 3774 | Claytor | 2 | Conventional Hydroelectric | 18.7 | 14.7 | Electric Utility
733 | Appalachian Power Co | 3774 | Claytor | 3 | Conventional Hydroelectric | 18.7 | 14.7 | Electric Utility
733 | Appalachian Power Co | 3774 | Claytor | 4 | Conventional Hydroelectric | 18.7 | 14.7 | Electric Utility
733 | Appalachian Power Co | 3775 | Clinch River | 1 | Conventional Steam Coal | 237.5 | 230 | Electric Utility
733 | Appalachian Power Co | 3775 | Clinch River | 2 | Conventional Steam Coal | 237.5 | 230 | Electric Utility
733 | Appalachian Power Co | 3775 | Clinch River | 3 | Conventional Steam Coal | 237.5 | 230 | Electric Utility
733 | Appalachian Power Co | 3776 | Glen Lyn | 5 | Conventional Steam Coal | 100 | 90 | Electric Utility
733 | Appalachian Power Co | 3776 | Glen Lyn | 6 | Conventional Steam Coal | 237.5 | 235 | Electric Utility
733 | Appalachian Power Co | 3777 | Leesville | 1 | Conventional Hydroelectric | 20 | 25 | Electric Utility
733 | Appalachian Power Co | 3777 | Leesville | 2 | Conventional Hydroelectric | 20 | 25 | Electric Utility
733 | Appalachian Power Co | 3778 | Niagara | 1 | Conventional Hydroelectric | 2.4 | 0.6 | Electric Utility
733 | Appalachian Power Co | 3778 | Niagara | 2 | Conventional Hydroelectric | 1.2 | 1.2 | Electric Utility
733 | Appalachian Power Co | 3779 | Reusens | 1 | Conventional Hydroelectric | 2.5 | 2.5 | Electric Utility
733 | Appalachian Power Co | 3779 | Reusens | 2 | Conventional Hydroelectric | 2.5 | 2.5 | Electric Utility
733 | Appalachian Power Co | 3779 | Reusens | 3 | Conventional Hydroelectric | 2.5 | 2.5 | Electric Utility
733 | Appalachian Power Co | 3779 | Reusens | 4 | Conventional Hydroelectric | 2.5 | 2.5 | Electric Utility
733 | Appalachian Power Co | 3779 | Reusens | 5 | Conventional Hydroelectric | 2.5 | 2.5 | Electric Utility
733 | Appalachian Power Co | 3780 | Smith Mountain | 1 | Hydroelectric Pumped Storage | 66 | 66 | Electric Utility
733 | Appalachian Power Co | 3780 | Smith Mountain | 2 | Conventional Hydroelectric | 150.1 | 174 | Electric Utility
733 | Appalachian Power Co | 3780 | Smith Mountain | 3 | Hydroelectric Pumped Storage | 115.3 | 106 | Electric Utility
733 | Appalachian Power Co | 3780 | Smith Mountain | 4 | Conventional Hydroelectric | 150.1 | 174 | Electric Utility
733 | Appalachian Power Co | 3780 | Smith Mountain | 5 | Hydroelectric Pumped Storage | 66 | 66 | Electric Utility
733 | Appalachian Power Co | 3935 | John E Amos | 1 | Conventional Steam Coal | 816.3 | 800 | Electric Utility
733 | Appalachian Power Co | 3935 | John E Amos | 2 | Conventional Steam Coal | 816.3 | 800 | Electric Utility
733 | Appalachian Power Co | 3935 | John E Amos | 3 | Conventional Steam Coal | 1300 | 1300 | Electric Utility
733 | Appalachian Power Co | 3936 | Kanawha River | 1 | Conventional Steam Coal | 219.6 | 200 | Electric Utility
733 | Appalachian Power Co | 3936 | Kanawha River | 2 | Conventional Steam Coal | 219.6 | 200 | Electric Utility
733 | Appalachian Power Co | 3938 | Philip Sporn | 1 | Conventional Steam Coal | 152.5 | 145 | Electric Utility
733 | Appalachian Power Co | 3938 | Philip Sporn | 2 | Conventional Steam Coal | 152.5 | 145 | Electric Utility
733 | Appalachian Power Co | 3938 | Philip Sporn | 3 | Conventional Steam Coal | 152.5 | 145 | Electric Utility
733 | Appalachian Power Co | 3938 | Philip Sporn | 4 | Conventional Steam Coal | 152.5 | 145 | Electric Utility
733 | Appalachian Power Co | 6264 | Mountaineer | 1 | Conventional Steam Coal | 1300 | 1299 | Electric Utility
733 | Appalachian Power Co | 6560 | London | 1 | Conventional Hydroelectric | 4.8 | 6.9 | Electric Utility
733 | Appalachian Power Co | 6560 | London | 2 | Conventional Hydroelectric | 4.8 | 6.9 | Electric Utility
733 | Appalachian Power Co | 6560 | London | 3 | Conventional Hydroelectric | 4.8 | 6.9 | Electric Utility
733 | Appalachian Power Co | 6561 | Marmet | 1 | Conventional Hydroelectric | 4.8 | 5.6 | Electric Utility
733 | Appalachian Power Co | 6561 | Marmet | 2 | Conventional Hydroelectric | 4.8 | 5.6 | Electric Utility
733 | Appalachian Power Co | 6561 | Marmet | 3 | Conventional Hydroelectric | 4.8 | 5.6 | Electric Utility
733 | Appalachian Power Co | 6562 | Winfield | 1 | Conventional Hydroelectric | 14.7 | 8.9 | Electric Utility
733 | Appalachian Power Co | 6562 | Winfield | 2 | Conventional Hydroelectric | 4.9 | 4.9 | Electric Utility
733 | Appalachian Power Co | 6562 | Winfield | 3 | Conventional Hydroelectric | 4.9 | 4.9 | Electric Utility
733 | Appalachian Power Co | 55276 | Ceredo Generating Station | 01 | Natural Gas Fired Combustion Turbine | 86.5 | 75 | Electric Utility
733 | Appalachian Power Co | 55276 | Ceredo Generating Station | 02 | Natural Gas Fired Combustion Turbine | 86.5 | 75 | Electric Utility
733 | Appalachian Power Co | 55276 | Ceredo Generating Station | 03 | Natural Gas Fired Combustion Turbine | 86.5 | 75 | Electric Utility
733 | Appalachian Power Co | 55276 | Ceredo Generating Station | 04 | Natural Gas Fired Combustion Turbine | 86.5 | 75 | Electric Utility
733 | Appalachian Power Co | 55276 | Ceredo Generating Station | 05 | Natural Gas Fired Combustion Turbine | 86.5 | 75 | Electric Utility
733 | Appalachian Power Co | 55276 | Ceredo Generating Station | 06 | Natural Gas Fired Combustion Turbine | 86.5 | 75 | Electric Utility
733 | Appalachian Power Co | 55350 | Dresden Energy Facility | 1 | Natural Gas Fired Combined Cycle | 198.9 | 158.3 | Electric Utility
733 | Appalachian Power Co | 55350 | Dresden Energy Facility | 2 | Natural Gas Fired Combined Cycle | 198.9 | 158.3 | Electric Utility
733 | Appalachian Power Co | 55350 | Dresden Energy Facility | 3 | Natural Gas Fired Combined Cycle | 280.5 | 223.4 | Electric Utility
733 | Appalachian Power Co | 59995 | AEP Milton NaS | 1 | Batteries | 2 | 2 | Electric Utility
745 | Applied Energy Inc | 10810 | NTC/MCRD Energy Facility | GEN1 | Natural Gas Fired Combined Cycle | 23 | 21.6 | IPP CHP
745 | Applied Energy Inc | 10810 | NTC/MCRD Energy Facility | GEN2 | Natural Gas Fired Combined Cycle | 2.6 | 2.2 | IPP CHP
745 | Applied Energy Inc | 10811 | Naval Station Energy Facility | GEN1 | Natural Gas Fired Combined Cycle | 38.3 | 36.7 | IPP CHP
745 | Applied Energy Inc | 10811 | Naval Station Energy Facility | GEN2 | Natural Gas Fired Combined Cycle | 11.6 | 9.8 | IPP CHP
745 | Applied Energy Inc | 10811 | Naval Station Energy Facility | GEN3 | Natural Gas Fired Combined Cycle | 5.2 | 4.8 | IPP CHP
745 | Applied Energy Inc | 10812 | North Island Energy Facility | GEN1 | Natural Gas Fired Combined Cycle | 36.3 | 38 | IPP CHP
745 | Applied Energy Inc | 10812 | North Island Energy Facility | GEN2 | Natural Gas Fired Combined Cycle | 4 | 3.5 | IPP CHP
756 | Appomattox River Associates LP | 10155 | Brasfield | 1 | Conventional Hydroelectric | 2.9 | 2.9 | IPP Non-CHP
765 | City of Arcadia - (WI) | 4100 | Arcadia Electric | 1 | Petroleum Liquids | 1.3 | 1.3 | Electric Utility
765 | City of Arcadia - (WI) | 4100 | Arcadia Electric | 10 | Petroleum Liquids | 2 | 2 | Electric Utility
765 | City of Arcadia - (WI) | 4100 | Arcadia Electric | 2 | Petroleum Liquids | 1 | 1 | Electric Utility
765 | City of Arcadia - (WI) | 4100 | Arcadia Electric | 3 | Petroleum Liquids | 0.4 | 0.4 | Electric Utility
765 | City of Arcadia - (WI) | 4100 | Arcadia Electric | 4 | Petroleum Liquids | 0.2 | 0.2 | Electric Utility
765 | City of Arcadia - (WI) | 4100 | Arcadia Electric | 5 | Natural Gas Internal Combustion Engine | 3 | 3 | Electric Utility
765 | City of Arcadia - (WI) | 4100 | Arcadia Electric | 6 | Natural Gas Internal Combustion Engine | 3 | 3 | Electric Utility
765 | City of Arcadia - (WI) | 4100 | Arcadia Electric | 7 | Petroleum Liquids | 2 | 2 | Electric Utility
765 | City of Arcadia - (WI) | 4100 | Arcadia Electric | 8 | Petroleum Liquids | 2 | 2 | Electric Utility
765 | City of Arcadia - (WI) | 4100 | Arcadia Electric | 9 | Petroleum Liquids | 2 | 2 | Electric Utility
768 | City of Arcanum - (OH) | 2902 | Arcanum | 1 | Petroleum Liquids | 0.7 | 0.8 | Electric Utility
768 | City of Arcanum - (OH) | 2902 | Arcanum | 2 | Petroleum Liquids | 0.5 | 0.6 | Electric Utility
772 | Archer Daniels Midland Co | 10860 | Archer Daniels Midland Clinton | 1A | Conventional Steam Coal | 75 | 75 | Industrial CHP
772 | Archer Daniels Midland Co | 10860 | Archer Daniels Midland Clinton | 2A | Conventional Steam Coal | 105 | 105 | Industrial CHP
772 | Archer Daniels Midland Co | 10861 | Archer Daniels Midland Des Moines | GEN1 | Conventional Steam Coal | 7.9 | 7.9 | Industrial CHP
772 | Archer Daniels Midland Co | 10862 | Archer Daniels Midland Lincoln | GEN1 | Conventional Steam Coal | 7.9 | 7.9 | Industrial CHP
772 | Archer Daniels Midland Co | 10863 | Archer Daniels Midland Mankato | GEN1 | Conventional Steam Coal | 6.1 | 6.2 | Industrial CHP
772 | Archer Daniels Midland Co | 10864 | Archer Daniels Midland Cedar Rapids | GEN1 | Conventional Steam Coal | 31 | 31 | Industrial CHP
772 | Archer Daniels Midland Co | 10864 | Archer Daniels Midland Cedar Rapids | GEN2 | Conventional Steam Coal | 31 | 31 | Industrial CHP
772 | Archer Daniels Midland Co | 10864 | Archer Daniels Midland Cedar Rapids | GEN3 | Conventional Steam Coal | 31 | 31 | Industrial CHP
772 | Archer Daniels Midland Co | 10864 | Archer Daniels Midland Cedar Rapids | GEN4 | Conventional Steam Coal | 31 | 31 | Industrial CHP
772 | Archer Daniels Midland Co | 10864 | Archer Daniels Midland Cedar Rapids | GEN5 | Conventional Steam Coal | 31 | 31 | Industrial CHP
772 | Archer Daniels Midland Co | 10864 | Archer Daniels Midland Cedar Rapids | GEN6 | Conventional Steam Coal | 101.1 | 105 | Industrial CHP
772 | Archer Daniels Midland Co | 10865 | Archer Daniels Midland Decatur | GEN2 | Conventional Steam Coal | 31 | 31 | Industrial CHP
772 | Archer Daniels Midland Co | 10865 | Archer Daniels Midland Decatur | GEN3 | Conventional Steam Coal | 31 | 31 | Industrial CHP
772 | Archer Daniels Midland Co | 10865 | Archer Daniels Midland Decatur | GEN4 | Conventional Steam Coal | 31 | 31 | Industrial CHP
772 | Archer Daniels Midland Co | 10865 | Archer Daniels Midland Decatur | GEN5 | Conventional Steam Coal | 31 | 31 | Industrial CHP
772 | Archer Daniels Midland Co | 10865 | Archer Daniels Midland Decatur | GEN6 | Conventional Steam Coal | 31 | 31 | Industrial CHP
772 | Archer Daniels Midland Co | 10865 | Archer Daniels Midland Decatur | GEN7 | Conventional Steam Coal | 75 | 75 | Industrial CHP
772 | Archer Daniels Midland Co | 10865 | Archer Daniels Midland Decatur | GEN8 | Conventional Steam Coal | 105 | 105 | Industrial CHP
772 | Archer Daniels Midland Co | 10866 | Archer Daniels Midland Peoria | GEN6 | Natural Gas Fired Combustion Turbine | 18 | 15 | Industrial CHP
772 | Archer Daniels Midland Co | 10866 | Archer Daniels Midland Peoria | GEN7 | Natural Gas Fired Combustion Turbine | 18 | 15 | Industrial CHP
772 | Archer Daniels Midland Co | 54316 | Archer Daniels Midland Southport | GEN1 | Natural Gas Fired Combustion Turbine | 18 | 15 | Industrial CHP
772 | Archer Daniels Midland Co | 54316 | Archer Daniels Midland Southport | GEN2 | Natural Gas Fired Combustion Turbine | 17.5 | 15 | Industrial CHP
772 | Archer Daniels Midland Co | 54316 | Archer Daniels Midland Southport | GEN3 | Natural Gas Fired Combustion Turbine | 17 | 15 | Industrial CHP
772 | Archer Daniels Midland Co | 54908 | Enderlin | GEN1 | Other Waste Biomass | 5.1 | 5.1 | Industrial CHP
772 | Archer Daniels Midland Co | 54908 | Enderlin | GEN2 | Other Waste Biomass | 4.7 | 4.7 | Industrial CHP
772 | Archer Daniels Midland Co | 57046 | Archer Daniels Midland Columbus | GEN1 | Conventional Steam Coal | 71.4 | 61 | Industrial CHP
782 | Aquenergy Systems Inc | 10173 | Cherokee Falls | T-1 | Conventional Hydroelectric | 4.3 | 1 | Electric Utility
782 | Aquenergy Systems Inc | 10787 | Piedmont Hydro Power Project | GEN1 | Conventional Hydroelectric | 1 | 1 | IPP Non-CHP
782 | Aquenergy Systems Inc | 10798 | Fries Hydroelectric Project | GEN1 | Conventional Hydroelectric | 2 | 2 | IPP Non-CHP
782 | Aquenergy Systems Inc | 10798 | Fries Hydroelectric Project | GEN2 | Conventional Hydroelectric | 0.8 | 0.8 | IPP Non-CHP
782 | Aquenergy Systems Inc | 10798 | Fries Hydroelectric Project | GEN3 | Conventional Hydroelectric | 0.2 | 0.2 | IPP Non-CHP
782 | Aquenergy Systems Inc | 10798 | Fries Hydroelectric Project | GEN4 | Conventional Hydroelectric | 2.4 | 2 | IPP Non-CHP
782 | Aquenergy Systems Inc | 10801 | Ware Shoals Hydro Project | GEN1 | Conventional Hydroelectric | 3 | 3 | IPP Non-CHP
782 | Aquenergy Systems Inc | 10801 | Ware Shoals Hydro Project | GEN2 | Conventional Hydroelectric | 3.2 | 3 | IPP Non-CHP
792 | City of Argyle - (WI) | 7810 | Argyle | 3 | Conventional Hydroelectric | 0.1 | 0.1 | Electric Utility
792 | City of Argyle - (WI) | 7810 | Argyle | 5 | Petroleum Liquids | 2.2 | 2 | Electric Utility
794 | Apollo Energy Corp | 56378 | Pakini Nui Wind Farm | 1 | Onshore Wind Turbine | 21 | 21 | IPP Non-CHP
796 | Arizona Electric Pwr Coop Inc | 160 | Apache Station | GT1 | Natural Gas Fired Combustion Turbine | 11.5 | 10 | Electric Utility
796 | Arizona Electric Pwr Coop Inc | 160 | Apache Station | GT2 | Natural Gas Fired Combustion Turbine | 20.4 | 18.5 | Electric Utility
796 | Arizona Electric Pwr Coop Inc | 160 | Apache Station | GT3 | Natural Gas Fired Combustion Turbine | 78.7 | 60 | Electric Utility
796 | Arizona Electric Pwr Coop Inc | 160 | Apache Station | GT4 | Natural Gas Fired Combustion Turbine | 60.5 | 38 | Electric Utility
796 | Arizona Electric Pwr Coop Inc | 160 | Apache Station | ST1 | Natural Gas Steam Turbine | 81.6 | 72 | Electric Utility
796 | Arizona Electric Pwr Coop Inc | 160 | Apache Station | ST2 | Conventional Steam Coal | 204 | 175 | Electric Utility
796 | Arizona Electric Pwr Coop Inc | 160 | Apache Station | ST3 | Conventional Steam Coal | 204 | 175 | Electric Utility
803 | Arizona Public Service Co | 113 | Cholla | 1 | Conventional Steam Coal | 113.6 | 116 | Electric Utility
803 | Arizona Public Service Co | 113 | Cholla | 2 | Conventional Steam Coal | 288.9 | 260 | Electric Utility
803 | Arizona Public Service Co | 113 | Cholla | 3 | Conventional Steam Coal | 312.3 | 271 | Electric Utility
803 | Arizona Public Service Co | 113 | Cholla | 4 | Conventional Steam Coal | 414 | 380 | Electric Utility
803 | Arizona Public Service Co | 114 | Douglas | 1 | Petroleum Liquids | 26.1 | 15 | Electric Utility
803 | Arizona Public Service Co | 116 | Ocotillo | 1 | Natural Gas Steam Turbine | 113.6 | 110 | Electric Utility
803 | Arizona Public Service Co | 116 | Ocotillo | 2 | Natural Gas Steam Turbine | 113.6 | 110 | Electric Utility
803 | Arizona Public Service Co | 116 | Ocotillo | GT1 | Natural Gas Fired Combustion Turbine | 53.1 | 50 | Electric Utility
803 | Arizona Public Service Co | 116 | Ocotillo | GT2 | Natural Gas Fired Combustion Turbine | 53.1 | 50 | Electric Utility
803 | Arizona Public Service Co | 116 | Ocotillo | PV1 | Solar Photovoltaic | 0.1 | 0.1 | Electric Utility
803 | Arizona Public Service Co | 116 | Ocotillo | PV2 | Solar Photovoltaic | 0.1 | 0.1 | Electric Utility
803 | Arizona Public Service Co | 116 | Ocotillo | PVM | Solar Photovoltaic | 0.4 | 0.4 | Electric Utility
803 | Arizona Public Service Co | 117 | West Phoenix | 1B | Natural Gas Fired Combined Cycle | 132 | 85 | Electric Utility
803 | Arizona Public Service Co | 117 | West Phoenix | 2B | Natural Gas Fired Combined Cycle | 132 | 85 | Electric Utility
803 | Arizona Public Service Co | 117 | West Phoenix | 3B | Natural Gas Fired Combined Cycle | 132 | 85 | Electric Utility
803 | Arizona Public Service Co | 117 | West Phoenix | C4-1 | Natural Gas Fired Combined Cycle | 91 | 68 | Electric Utility
803 | Arizona Public Service Co | 117 | West Phoenix | C4-2 | Natural Gas Fired Combined Cycle | 44.6 | 39 | Electric Utility
803 | Arizona Public Service Co | 117 | West Phoenix | C5-1 | Natural Gas Fired Combined Cycle | 184.5 | 160 | Electric Utility
803 | Arizona Public Service Co | 117 | West Phoenix | C5-2 | Natural Gas Fired Combined Cycle | 184.5 | 160 | Electric Utility
803 | Arizona Public Service Co | 117 | West Phoenix | C5-3 | Natural Gas Fired Combined Cycle | 200.6 | 170 | Electric Utility
803 | Arizona Public Service Co | 117 | West Phoenix | GT1 | Natural Gas Fired Combustion Turbine | 53.1 | 50 | Electric Utility
803 | Arizona Public Service Co | 117 | West Phoenix | GT2 | Natural Gas Fired Combustion Turbine | 53.1 | 50 | Electric Utility
803 | Arizona Public Service Co | 118 | Saguaro | GE1 | Natural Gas Fired Combustion Turbine | 78.3 | 76 | Electric Utility
803 | Arizona Public Service Co | 118 | Saguaro | GT1 | Natural Gas Fired Combustion Turbine | 53.1 | 50 | Electric Utility
803 | Arizona Public Service Co | 118 | Saguaro | GT2 | Natural Gas Fired Combustion Turbine | 53.1 | 50 | Electric Utility
803 | Arizona Public Service Co | 120 | Yucca | GT1 | Natural Gas Fired Combustion Turbine | 23.6 | 18 | Electric Utility
803 | Arizona Public Service Co | 120 | Yucca | GT2 | Natural Gas Fired Combustion Turbine | 23.6 | 18 | Electric Utility
803 | Arizona Public Service Co | 120 | Yucca | GT21 | Petroleum Liquids | 25.3 | 20 | Electric Utility
803 | Arizona Public Service Co | 120 | Yucca | GT3 | Natural Gas Fired Combustion Turbine | 72.4 | 52 | Electric Utility
803 | Arizona Public Service Co | 120 | Yucca | GT4 | Petroleum Liquids | 72.4 | 51 | Electric Utility
803 | Arizona Public Service Co | 120 | Yucca | GT5 | Natural Gas Fired Combustion Turbine | 60.5 | 47 | Electric Utility
803 | Arizona Public Service Co | 120 | Yucca | GT6 | Natural Gas Fired Combustion Turbine | 60.5 | 47 | Electric Utility
803 | Arizona Public Service Co | 120 | Yucca | ST1 | Natural Gas Steam Turbine | 86.7 | 75 | Electric Utility
803 | Arizona Public Service Co | 2442 | Four Corners | 4 | Conventional Steam Coal | 818.1 | 770 | Electric Utility
803 | Arizona Public Service Co | 2442 | Four Corners | 5 | Conventional Steam Coal | 818.1 | 770 | Electric Utility
803 | Arizona Public Service Co | 6008 | Palo Verde | 1 | Nuclear | 1403.2 | 1311 | Electric Utility
803 | Arizona Public Service Co | 6008 | Palo Verde | 2 | Nuclear | 1403.2 | 1314 | Electric Utility
803 | Arizona Public Service Co | 6008 | Palo Verde | 3 | Nuclear | 1403.2 | 1312 | Electric Utility
803 | Arizona Public Service Co | 55455 | Red Hawk | CT1A | Natural Gas Fired Combined Cycle | 187.5 | 148 | Electric Utility
803 | Arizona Public Service Co | 55455 | Red Hawk | CT1B | Natural Gas Fired Combined Cycle | 181.6 | 148 | Electric Utility
803 | Arizona Public Service Co | 55455 | Red Hawk | CT2A | Natural Gas Fired Combined Cycle | 181.6 | 148 | Electric Utility
803 | Arizona Public Service Co | 55455 | Red Hawk | CT2B | Natural Gas Fired Combined Cycle | 181.6 | 148 | Electric Utility
803 | Arizona Public Service Co | 55455 | Red Hawk | ST1 | Natural Gas Fired Combined Cycle | 204 | 171 | Electric Utility
803 | Arizona Public Service Co | 55455 | Red Hawk | ST2 | Natural Gas Fired Combined Cycle | 204 | 171 | Electric Utility
803 | Arizona Public Service Co | 55522 | Sundance | CT1 | Natural Gas Fired Combustion Turbine | 60.5 | 41 | Electric Utility
803 | Arizona Public Service Co | 55522 | Sundance | CT10 | Natural Gas Fired Combustion Turbine | 60.5 | 41 | Electric Utility
803 | Arizona Public Service Co | 55522 | Sundance | CT2 | Natural Gas Fired Combustion Turbine | 60.5 | 41 | Electric Utility
803 | Arizona Public Service Co | 55522 | Sundance | CT3 | Natural Gas Fired Combustion Turbine | 60.5 | 41 | Electric Utility
803 | Arizona Public Service Co | 55522 | Sundance | CT4 | Natural Gas Fired Combustion Turbine | 60.5 | 41 | Electric Utility
803 | Arizona Public Service Co | 55522 | Sundance | CT5 | Natural Gas Fired Combustion Turbine | 60.5 | 41 | Electric Utility
803 | Arizona Public Service Co | 55522 | Sundance | CT6 | Natural Gas Fired Combustion Turbine | 60.5 | 41 | Electric Utility
803 | Arizona Public Service Co | 55522 | Sundance | CT7 | Natural Gas Fired Combustion Turbine | 60.5 | 41 | Electric Utility
803 | Arizona Public Service Co | 55522 | Sundance | CT8 | Natural Gas Fired Combustion Turbine | 60.5 | 41 | Electric Utility
803 | Arizona Public Service Co | 55522 | Sundance | CT9 | Natural Gas Fired Combustion Turbine | 60.5 | 41 | Electric Utility
803 | Arizona Public Service Co | 56228 | Prescott Airport | PV1 | Solar Photovoltaic | 2.1 | 2.1 | Electric Utility
803 | Arizona Public Service Co | 57560 | Chino Solar Valley | PV1 | Solar Photovoltaic | 19 | 19 | Electric Utility
803 | Arizona Public Service Co | 57561 | Cotton Center Solar | PV1 | Solar Photovoltaic | 17 | 17 | Electric Utility
803 | Arizona Public Service Co | 57562 | Paloma Solar | PV1 | Solar Photovoltaic | 17.6 | 17.6 | Electric Utility
803 | Arizona Public Service Co | 57563 | Hyder Solar | PV1 | Solar Photovoltaic | 17 | 17 | Electric Utility
803 | Arizona Public Service Co | 57563 | Hyder Solar | PV2 | Solar Photovoltaic | 5 | 5 | Electric Utility
803 | Arizona Public Service Co | 57997 | Foothills Solar Plant | PV1 | Solar Photovoltaic | 17 | 17 | Electric Utility
803 | Arizona Public Service Co | 57997 | Foothills Solar Plant | PV2 | Solar Photovoltaic | 18 | 18 | Electric Utility
803 | Arizona Public Service Co | 58383 | Hyder II | PV1 | Solar Photovoltaic | 14 | 14 | Electric Utility
803 | Arizona Public Service Co | 59020 | Gila Bend | PV1 | Solar Photovoltaic | 32 | 32 | Electric Utility
807 | Arkansas Electric Coop Corp | 201 | Thomas Fitzhugh | 1 | Natural Gas Fired Combined Cycle | 59 | 61 | Electric Utility
807 | Arkansas Electric Coop Corp | 201 | Thomas Fitzhugh | 2 | Natural Gas Fired Combined Cycle | 126 | 101 | Electric Utility
807 | Arkansas Electric Coop Corp | 202 | Carl Bailey | 1 | Natural Gas Steam Turbine | 120 | 122 | Electric Utility
807 | Arkansas Electric Coop Corp | 203 | McClellan (AR) | 1 | Natural Gas Steam Turbine | 136 | 134 | Electric Utility
807 | Arkansas Electric Coop Corp | 7040 | Ellis Hydro | 1 | Conventional Hydroelectric | 10.8 | 5 | Electric Utility
807 | Arkansas Electric Coop Corp | 7040 | Ellis Hydro | 2 | Conventional Hydroelectric | 10.8 | 6 | Electric Utility
807 | Arkansas Electric Coop Corp | 7040 | Ellis Hydro | 3 | Conventional Hydroelectric | 10.8 | 6 | Electric Utility
807 | Arkansas Electric Coop Corp | 7135 | Whillock | 1 | Conventional Hydroelectric | 10.8 | 6 | Electric Utility
807 | Arkansas Electric Coop Corp | 7135 | Whillock | 2 | Conventional Hydroelectric | 10.8 | 6 | Electric Utility
807 | Arkansas Electric Coop Corp | 7135 | Whillock | 3 | Conventional Hydroelectric | 10.8 | 5 | Electric Utility
807 | Arkansas Electric Coop Corp | 7246 | Dam 2 | 1 | Conventional Hydroelectric | 34.2 | 11 | Electric Utility
807 | Arkansas Electric Coop Corp | 7246 | Dam 2 | 2 | Conventional Hydroelectric | 34.2 | 12 | Electric Utility
807 | Arkansas Electric Coop Corp | 7246 | Dam 2 | 3 | Conventional Hydroelectric | 34.2 | 12 | Electric Utility
807 | Arkansas Electric Coop Corp | 7825 | Fulton (AR) | 1 | Natural Gas Fired Combustion Turbine | 154.8 | 153 | Electric Utility
807 | Arkansas Electric Coop Corp | 55221 | Harry L. Oswald | G1 | Natural Gas Fired Combined Cycle | 51 | 47 | Electric Utility
807 | Arkansas Electric Coop Corp | 55221 | Harry L. Oswald | G2 | Natural Gas Fired Combined Cycle | 51 | 47 | Electric Utility
807 | Arkansas Electric Coop Corp | 55221 | Harry L. Oswald | G3 | Natural Gas Fired Combined Cycle | 51 | 47 | Electric Utility
807 | Arkansas Electric Coop Corp | 55221 | Harry L. Oswald | G4 | Natural Gas Fired Combined Cycle | 51 | 47 | Electric Utility
807 | Arkansas Electric Coop Corp | 55221 | Harry L. Oswald | G5 | Natural Gas Fired Combined Cycle | 51 | 47 | Electric Utility
807 | Arkansas Electric Coop Corp | 55221 | Harry L. Oswald | G6 | Natural Gas Fired Combined Cycle | 51 | 47 | Electric Utility
807 | Arkansas Electric Coop Corp | 55221 | Harry L. Oswald | G7 | Natural Gas Fired Combined Cycle | 83.5 | 76 | Electric Utility
807 | Arkansas Electric Coop Corp | 55221 | Harry L. Oswald | G8 | Natural Gas Fired Combined Cycle | 105 | 95 | Electric Utility
807 | Arkansas Electric Coop Corp | 55221 | Harry L. Oswald | G9 | Natural Gas Fired Combined Cycle | 105 | 95 | Electric Utility
807 | Arkansas Electric Coop Corp | 55714 | Magnet Cove | GT1 | Natural Gas Fired Combined Cycle | 242 | 208.1 | Electric Utility
807 | Arkansas Electric Coop Corp | 55714 | Magnet Cove | GT2 | Natural Gas Fired Combined Cycle | 242 | 208.1 | Electric Utility
807 | Arkansas Electric Coop Corp | 55714 | Magnet Cove | ST1 | Natural Gas Fired Combined Cycle | 262 | 225.3 | Electric Utility
807 | Arkansas Electric Coop Corp | 56489 | Elkins Generating Center | A | Natural Gas Fired Combustion Turbine | 22 | 20 | Electric Utility
807 | Arkansas Electric Coop Corp | 56489 | Elkins Generating Center | B | Natural Gas Fired Combustion Turbine | 22 | 20 | Electric Utility
807 | Arkansas Electric Coop Corp | 56489 | Elkins Generating Center | C | Natural Gas Fired Combustion Turbine | 22 | 20 | Electric Utility
814 | Entergy Arkansas Inc | 166 | Carpenter | 1 | Conventional Hydroelectric | 28 | 30.6 | Electric Utility
814 | Entergy Arkansas Inc | 166 | Carpenter | 2 | Conventional Hydroelectric | 28 | 31 | Electric Utility
814 | Entergy Arkansas Inc | 170 | Lake Catherine | 4 | Natural Gas Steam Turbine | 552.5 | 516.7 | Electric Utility
814 | Entergy Arkansas Inc | 171 | Mabelvale | 1 | Natural Gas Fired Combustion Turbine | 19.5 | 14.1 | Electric Utility
814 | Entergy Arkansas Inc | 171 | Mabelvale | 3 | Natural Gas Fired Combustion Turbine | 19.5 | 14.1 | Electric Utility
814 | Entergy Arkansas Inc | 174 | Remmel | 1 | Conventional Hydroelectric | 3 | 3.9 | Electric Utility
814 | Entergy Arkansas Inc | 174 | Remmel | 2 | Conventional Hydroelectric | 3 | 3.9 | Electric Utility
814 | Entergy Arkansas Inc | 174 | Remmel | 3 | Conventional Hydroelectric | 3 | 3.9 | Electric Utility
814 | Entergy Arkansas Inc | 6009 | White Bluff | 1 | Conventional Steam Coal | 900 | 815 | Electric Utility
814 | Entergy Arkansas Inc | 6009 | White Bluff | 2 | Conventional Steam Coal | 900 | 822 | Electric Utility
814 | Entergy Arkansas Inc | 6641 | Independence Steam Electric Station | 1 | Conventional Steam Coal | 900 | 838.5 | Electric Utility
814 | Entergy Arkansas Inc | 6641 | Independence Steam Electric Station | 2 | Conventional Steam Coal | 900 | 842 | Electric Utility
814 | Entergy Arkansas Inc | 8055 | Arkansas Nuclear One | 1 | Nuclear | 902.5 | 833.8 | Electric Utility
814 | Entergy Arkansas Inc | 8055 | Arkansas Nuclear One | 2 | Nuclear | 942.5 | 985.8 | Electric Utility
814 | Entergy Arkansas Inc | 55418 | Hot Spring Generating Facility | CT1 | Natural Gas Fired Combined Cycle | 198.9 | 153.9 | Electric Utility
814 | Entergy Arkansas Inc | 55418 | Hot Spring Generating Facility | CT2 | Natural Gas Fired Combined Cycle | 198.9 | 154 | Electric Utility
814 | Entergy Arkansas Inc | 55418 | Hot Spring Generating Facility | ST1 | Natural Gas Fired Combined Cycle | 317 | 288.9 | Electric Utility
867 | ARCO Products Co-Watson | 50216 | Watson Cogeneration | GN91 | Natural Gas Fired Combined Cycle | 82 | 82 | Industrial CHP
867 | ARCO Products Co-Watson | 50216 | Watson Cogeneration | GN92 | Natural Gas Fired Combined Cycle | 82 | 82 | Industrial CHP
867 | ARCO Products Co-Watson | 50216 | Watson Cogeneration | GN93 | Natural Gas Fired Combined Cycle | 82 | 82 | Industrial CHP
867 | ARCO Products Co-Watson | 50216 | Watson Cogeneration | GN94 | Natural Gas Fired Combined Cycle | 82 | 82 | Industrial CHP
867 | ARCO Products Co-Watson | 50216 | Watson Cogeneration | GN95 | Natural Gas Fired Combined Cycle | 38.5 | 35 | Industrial CHP
867 | ARCO Products Co-Watson | 50216 | Watson Cogeneration | GN96 | Natural Gas Fired Combined Cycle | 38.5 | 35 | Industrial CHP
871 | Village of Arnold - (NE) | 2216 | Arnold | 1 | Petroleum Liquids | 0.5 | 0.5 | Electric Utility
871 | Village of Arnold - (NE) | 2216 | Arnold | 2A | Petroleum Liquids | 0.1 | 0.1 | Electric Utility
871 | Village of Arnold - (NE) | 2216 | Arnold | 3 | Petroleum Liquids | 0.2 | 0.2 | Electric Utility
871 | Village of Arnold - (NE) | 2216 | Arnold | 4 | Petroleum Liquids | 0.3 | 0.2 | Electric Utility
876 | Atlanta Gift Mart LP | 54877 | Atlanta Gift Mart LP | BUG | Petroleum Liquids | 1.2 | 1.2 | Commercial Non-CHP
911 | City of Ashland - (KS) | 1259 | Ashland | 1 | Natural Gas Internal Combustion Engine | 0.6 | 0.6 | Electric Utility
911 | City of Ashland - (KS) | 1259 | Ashland | 2 | Natural Gas Internal Combustion Engine | 0.9 | 0.7 | Electric Utility
911 | City of Ashland - (KS) | 1259 | Ashland | 3 | Petroleum Liquids | 1.2 | 1.1 | Electric Utility
911 | City of Ashland - (KS) | 1259 | Ashland | 4B | Petroleum Liquids | 2 | 1.8 | Electric Utility
911 | City of Ashland - (KS) | 1259 | Ashland | 5 | Petroleum Liquids | 0.9 | 0.7 | Electric Utility
914 | Total Petrochemicals USA Inc | 10568 | Port Arthur Texas Refinery | GEN1 | Natural Gas Fired Combustion Turbine | 38.4 | 25 | Industrial CHP
918 | City of Aspen- (CO) | 7458 | Basalt | 1 | Conventional Hydroelectric | 5 | 4.5 | Electric Utility
924 | Associated Electric Coop, Inc | 2167 | New Madrid | 1 | Conventional Steam Coal | 650 | 575 | Electric Utility
924 | Associated Electric Coop, Inc | 2167 | New Madrid | 2 | Conventional Steam Coal | 650 | 579 | Electric Utility
924 | Associated Electric Coop, Inc | 2168 | Thomas Hill | 1 | Conventional Steam Coal | 171.7 | 166 | Electric Utility
924 | Associated Electric Coop, Inc | 2168 | Thomas Hill | 2 | Conventional Steam Coal | 272 | 273 | Electric Utility
924 | Associated Electric Coop, Inc | 2168 | Thomas Hill | 3 | Conventional Steam Coal | 738 | 694 | Electric Utility
924 | Associated Electric Coop, Inc | 6563 | Unionville | 1 | Petroleum Liquids | 26.6 | 22 | Electric Utility
924 | Associated Electric Coop, Inc | 6563 | Unionville | 2 | Petroleum Liquids | 26.6 | 22 | Electric Utility
924 | Associated Electric Coop, Inc | 7604 | St Francis Energy Facility | 1 | Natural Gas Fired Combined Cycle | 253.3 | 230 | Electric Utility
924 | Associated Electric Coop, Inc | 7604 | St Francis Energy Facility | 2 | Natural Gas Fired Combined Cycle | 253.3 | 234 | Electric Utility
924 | Associated Electric Coop, Inc | 7749 | Essex | 1 | Natural Gas Fired Combustion Turbine | 121.2 | 89 | Electric Utility
924 | Associated Electric Coop, Inc | 7754 | Nodaway | 1 | Natural Gas Fired Combustion Turbine | 157.8 | 93 | Electric Utility
924 | Associated Electric Coop, Inc | 7754 | Nodaway | 2 | Natural Gas Fired Combustion Turbine | 157.8 | 93 | Electric Utility
924 | Associated Electric Coop, Inc | 7757 | Chouteau | 1 | Natural Gas Fired Combined Cycle | 176 | 132 | Electric Utility
924 | Associated Electric Coop, Inc | 7757 | Chouteau | 2 | Natural Gas Fired Combined Cycle | 176 | 131 | Electric Utility
924 | Associated Electric Coop, Inc | 7757 | Chouteau | 3 | Natural Gas Fired Combined Cycle | 182.8 | 126 | Electric Utility
924 | Associated Electric Coop, Inc | 7757 | Chouteau | 4 | Natural Gas Fired Combined Cycle | 176 | 137 | Electric Utility
924 | Associated Electric Coop, Inc | 7757 | Chouteau | 5 | Natural Gas Fired Combined Cycle | 176 | 137 | Electric Utility
924 | Associated Electric Coop, Inc | 7757 | Chouteau | 6 | Natural Gas Fired Combined Cycle | 182.8 | 136 | Electric Utility
924 | Associated Electric Coop, Inc | 7848 | Holden | 11 | Natural Gas Fired Combustion Turbine | 107.1 | 70 | Electric Utility
924 | Associated Electric Coop, Inc | 7848 | Holden | 12 | Natural Gas Fired Combustion Turbine | 107.1 | 70 | Electric Utility
924 | Associated Electric Coop, Inc | 7848 | Holden | 13 | Natural Gas Fired Combustion Turbine | 107.1 | 70 | Electric Utility
924 | Associated Electric Coop, Inc | 55340 | Dell Power Station | CTG1 | Natural Gas Fired Combined Cycle | 199.3 | 150 | Electric Utility
924 | Associated Electric Coop, Inc | 55340 | Dell Power Station | CTG2 | Natural Gas Fired Combined Cycle | 199.3 | 151 | Electric Utility
924 | Associated Electric Coop, Inc | 55340 | Dell Power Station | STG | Natural Gas Fired Combined Cycle | 280.5 | 136 | Electric Utility
965 | Atlantic Municipal Utilities | 1124 | Atlantic | 1 | Petroleum Liquids | 5.3 | 4 | Electric Utility
965 | Atlantic Municipal Utilities | 1124 | Atlantic | 6 | Natural Gas Fired Combustion Turbine | 10 | 9.8 | Electric Utility
986 | Aurora Energy LLC | 79 | Aurora Energy LLC Chena | 1 | Conventional Steam Coal | 5 | 4.3 | IPP CHP
986 | Aurora Energy LLC | 79 | Aurora Energy LLC Chena | 2 | Conventional Steam Coal | 2.5 | 2 | IPP CHP
986 | Aurora Energy LLC | 79 | Aurora Energy LLC Chena | 5 | Conventional Steam Coal | 20 | 21.7 | IPP CHP
991 | Air Products & Chemicals Inc | 55557 | Wilmington Hydrogen Plant | T101 | All Other | 31.9 | 28.1 | Industrial CHP
993 | Auburn Board of Public Works | 2215 | Auburn | 1 | Natural Gas Internal Combustion Engine | 2.4 | 2.2 | Electric Utility
993 | Auburn Board of Public Works | 2215 | Auburn | 2 | Natural Gas Internal Combustion Engine | 1 | 0.9 | Electric Utility
993 | Auburn Board of Public Works | 2215 | Auburn | 4A | Natural Gas Internal Combustion Engine | 3.7 | 3.7 | Electric Utility
993 | Auburn Board of Public Works | 2215 | Auburn | 5 | Natural Gas Internal Combustion Engine | 3.3 | 3 | Electric Utility
993 | Auburn Board of Public Works | 2215 | Auburn | 6 | Natural Gas Internal Combustion Engine | 2.7 | 2.5 | Electric Utility
993 | Auburn Board of Public Works | 2215 | Auburn | 7 | Natural Gas Internal Combustion Engine | 5.6 | 5.2 | Electric Utility
998 | City of Augusta - (KS) | 1261 | Augusta Electric Plant No 1 | 1 | Natural Gas Internal Combustion Engine | 1.1 | 1.1 | Electric Utility
998 | City of Augusta - (KS) | 1261 | Augusta Electric Plant No 1 | 2 | Petroleum Liquids | 0.3 | 0.3 | Electric Utility
998 | City of Augusta - (KS) | 1261 | Augusta Electric Plant No 1 | 3 | Natural Gas Internal Combustion Engine | 1 | 1 | Electric Utility
998 | City of Augusta - (KS) | 1261 | Augusta Electric Plant No 1 | 4 | Petroleum Liquids | 0.7 | 0.7 | Electric Utility
998 | City of Augusta - (KS) | 1261 | Augusta Electric Plant No 1 | 5 | Natural Gas Internal Combustion Engine | 2.2 | 2.2 | Electric Utility
998 | City of Augusta - (KS) | 1261 | Augusta Electric Plant No 1 | 6 | Natural Gas Internal Combustion Engine | 2.2 | 2.2 | Electric Utility
998 | City of Augusta - (KS) | 1261 | Augusta Electric Plant No 1 | 7 | Natural Gas Internal Combustion Engine | 2 | 2 | Electric Utility
998 | City of Augusta - (KS) | 6791 | Augusta Electric Plant No 2 | 1 | Natural Gas Internal Combustion Engine | 4 | 4 | Electric Utility
998 | City of Augusta - (KS) | 6791 | Augusta Electric Plant No 2 | 2 | Natural Gas Internal Combustion Engine | 4 | 4 | Electric Utility
998 | City of Augusta - (KS) | 6791 | Augusta Electric Plant No 2 | 3 | Natural Gas Internal Combustion Engine | 6 | 6 | Electric Utility
998 | City of Augusta - (KS) | 6791 | Augusta Electric Plant No 2 | 4 | Natural Gas Internal Combustion Engine | 6.7 | 6.6 | Electric Utility
1005 | Avalon/Mayo Hydropower LLC | 54801 | Avalon/Mayo Hydropower | GEN1 | Conventional Hydroelectric | 0.8 | 0.8 | Commercial Non-CHP
1005 | Avalon/Mayo Hydropower LLC | 54801 | Avalon/Mayo Hydropower | GEN2 | Conventional Hydroelectric | 0.3 | 0.3 | Commercial Non-CHP
1005 | Avalon/Mayo Hydropower LLC | 54801 | Avalon/Mayo Hydropower | GEN3 | Conventional Hydroelectric | 0.1 | 0.1 | Commercial Non-CHP
1009 | City of Austin - (MN) | 1961 | Austin Northeast | 1 | Natural Gas Steam Turbine | 31.9 | 28 | Electric Utility
1015 | Austin Energy | 3548 | Decker Creek | 1 | Natural Gas Steam Turbine | 321 | 320 | Electric Utility
1015 | Austin Energy | 3548 | Decker Creek | 2 | Natural Gas Steam Turbine | 405 | 404 | Electric Utility
1015 | Austin Energy | 3548 | Decker Creek | GT1 | Natural Gas Fired Combustion Turbine | 51.5 | 52 | Electric Utility
1015 | Austin Energy | 3548 | Decker Creek | GT2 | Natural Gas Fired Combustion Turbine | 51.5 | 52 | Electric Utility
1015 | Austin Energy | 3548 | Decker Creek | GT3 | Natural Gas Fired Combustion Turbine | 51.5 | 52 | Electric Utility
1015 | Austin Energy | 3548 | Decker Creek | GT4 | Natural Gas Fired Combustion Turbine | 51.5 | 52 | Electric Utility
1015 | Austin Energy | 7900 | Sand Hill | 5A | Natural Gas Fired Combined Cycle | 198 | 161 | Electric Utility
1015 | Austin Energy | 7900 | Sand Hill | 5C | Natural Gas Fired Combined Cycle | 190 | 151 | Electric Utility
1015 | Austin Energy | 7900 | Sand Hill | SH1 | Natural Gas Fired Combustion Turbine | 51.4 | 47.3 | Electric Utility
1015 | Austin Energy | 7900 | Sand Hill | SH2 | Natural Gas Fired Combustion Turbine | 51.4 | 47.3 | Electric Utility
1015 | Austin Energy | 7900 | Sand Hill | SH3 | Natural Gas Fired Combustion Turbine | 51.4 | 47.3 | Electric Utility
1015 | Austin Energy | 7900 | Sand Hill | SH4 | Natural Gas Fired Combustion Turbine | 51.4 | 47.3 | Electric Utility
1015 | Austin Energy | 7900 | Sand Hill | SH6 | Natural Gas Fired Combustion Turbine | 51.4 | 47.3 | Electric Utility
1015 | Austin Energy | 7900 | Sand Hill | SH7 | Natural Gas Fired Combustion Turbine | 51.4 | 47.3 | Electric Utility
1015 | Austin Energy | 56374 | Robert Mueller Energy Center | CT1 | Natural Gas Fired Combustion Turbine | 4.6 | 3.7 | Electric Utility
1015 | Austin Energy | 56374 | Robert Mueller Energy Center | DG1 | Petroleum Liquids | 1.5 | 1.5 | Electric Utility
1058 | B Braun Medical Inc | 50200 | B Braun Medical | GEN1 | Natural Gas Fired Combustion Turbine | 2.8 | 2.7 | Industrial CHP
1058 | B Braun Medical Inc | 50200 | B Braun Medical | GEN2 | Natural Gas Fired Combustion Turbine | 3.3 | 3 | Industrial CHP
1074 | Hays Energy, LLC | 55144 | Hays Energy Project | U1 | Natural Gas Fired Combined Cycle | 241.7 | 215 | IPP Non-CHP
1074 | Hays Energy, LLC | 55144 | Hays Energy Project | U2 | Natural Gas Fired Combined Cycle | 241.7 | 215 | IPP Non-CHP
1074 | Hays Energy, LLC | 55144 | Hays Energy Project | U3 | Natural Gas Fired Combined Cycle | 252.8 | 224 | IPP Non-CHP
1074 | Hays Energy, LLC | 55144 | Hays Energy Project | U4 | Natural Gas Fired Combined Cycle | 252.8 | 227 | IPP Non-CHP
1148 | City of Baldwin City- (KS) | 1262 | Baldwin City Plant No 1 | 3 | Petroleum Liquids | 1.1 | 0.9 | Electric Utility
1148 | City of Baldwin City- (KS) | 1262 | Baldwin City Plant No 1 | 4 | Petroleum Liquids | 2 | 1.6 | Electric Utility
1148 | City of Baldwin City- (KS) | 1262 | Baldwin City Plant No 1 | 5 | Petroleum Liquids | 1.1 | 0.9 | Electric Utility
1148 | City of Baldwin City- (KS) | 1262 | Baldwin City Plant No 1 | 6 | Petroleum Liquids | 1.1 | 0.9 | Electric Utility
1148 | City of Baldwin City- (KS) | 8020 | Baldwin City Plant No 2 | 7 | Petroleum Liquids | 3.2 | 3 | Electric Utility
1148 | City of Baldwin City- (KS) | 8020 | Baldwin City Plant No 2 | 8 | Petroleum Liquids | 3.2 | 3 | Electric Utility
1172 | Bancroft Municipal Utilities | 1125 | Bancroft | 5 | Petroleum Liquids | 0.6 | 0.5 | Electric Utility
1172 | Bancroft Municipal Utilities | 1125 | Bancroft | 6 | Petroleum Liquids | 1.8 | 1.8 | Electric Utility
1172 | Bancroft Municipal Utilities | 1125 | Bancroft | 7 | Petroleum Liquids | 1.8 | 1.8 | Electric Utility
1179 | Emera Maine | 1468 | Eastport | 3 | Petroleum Liquids | 2 | 2 | Electric Utility
1179 | Emera Maine | 1474 | Medway | IC1 | Petroleum Liquids | 2 | 2 | Electric Utility
1179 | Emera Maine | 1474 | Medway | IC2 | Petroleum Liquids | 2 | 2 | Electric Utility
1179 | Emera Maine | 1474 | Medway | IC3 | Petroleum Liquids | 2 | 2 | Electric Utility
1179 | Emera Maine | 1474 | Medway | IC4 | Petroleum Liquids | 2 | 2 | Electric Utility
1182 | BASF Corporation | 10319 | Geismar | GEN1 | Natural Gas Fired Combustion Turbine | 35.7 | 33.7 | Industrial CHP
1182 | BASF Corporation | 10319 | Geismar | GEN2 | Natural Gas Fired Combustion Turbine | 41.2 | 39.2 | Industrial CHP
1182 | BASF Corporation | 10319 | Geismar | GEN3 | Natural Gas Steam Turbine | 7.2 | 7.2 | Industrial CHP
1182 | BASF Corporation | 55311 | BASF Freeport Works | GEN1 | Natural Gas Fired Combustion Turbine | 81 | 75 | Industrial CHP
1182 | BASF Corporation | 55311 | BASF Freeport Works | GEN2 | Natural Gas Steam Turbine | 11.7 | 11.7 | Industrial CHP
1194 | Baptist Memorial Hospital | 10008 | Baptist Medical Center | TG-2 | Natural Gas Fired Combustion Turbine | 2.5 | 2.2 | Commercial CHP
1194 | Baptist Memorial Hospital | 10008 | Baptist Medical Center | TG-3 | Natural Gas Fired Combustion Turbine | 3 | 2.7 | Commercial CHP
1194 | Baptist Memorial Hospital | 10008 | Baptist Medical Center | TG-4 | Natural Gas Fired Combustion Turbine | 3.5 | 3.2 | Commercial CHP
1268 | Bayswater Peaking Facility LLC | 55699 | Bayswater Peaking Facility LLC | 1 | Natural Gas Fired Combustion Turbine | 60.5 | 53.9 | IPP Non-CHP
1276 | Barrow Utils & Elec Coop, Inc | 7173 | Barrow | 10 | Natural Gas Internal Combustion Engine | 1.5 | 1.5 | Electric Utility
1276 | Barrow Utils & Elec Coop, Inc | 7173 | Barrow | 11 | Natural Gas Fired Combustion Turbine | 4.8 | 4.8 | Electric Utility
1276 | Barrow Utils & Elec Coop, Inc | 7173 | Barrow | 12 | Natural Gas Fired Combustion Turbine | 5 | 5 | Electric Utility
1276 | Barrow Utils & Elec Coop, Inc | 7173 | Barrow | 6 | Natural Gas Fired Combustion Turbine | 2.5 | 2.5 | Electric Utility
1276 | Barrow Utils & Elec Coop, Inc | 7173 | Barrow | 7 | Natural Gas Fired Combustion Turbine | 2.5 | 2.5 | Electric Utility
1276 | Barrow Utils & Elec Coop, Inc | 7173 | Barrow | 8 | Natural Gas Fired Combustion Turbine | 2.5 | 2.5 | Electric Utility
1276 | Barrow Utils & Elec Coop, Inc | 7173 | Barrow | 9 | Natural Gas Internal Combustion Engine | 1.5 | 1.5 | Electric Utility
1278 | City of Barron - (WI) | 4102 | Barron | 1A | Petroleum Liquids | 1.1 | 1.1 | Electric Utility
1278 | City of Barron - (WI) | 4102 | Barron | 2A | Petroleum Liquids | 1.1 | 1.1 | Electric Utility
1278 | City of Barron - (WI) | 4102 | Barron | 3A | Petroleum Liquids | 1.1 | 1.1 | Electric Utility
1278 | City of Barron - (WI) | 4102 | Barron | 4 | Petroleum Liquids | 1.1 | 1.1 | Electric Utility
1278 | City of Barron - (WI) | 4102 | Barron | 7 | Petroleum Liquids | 0.8 | 0.6 | Electric Utility
1278 | City of Barron - (WI) | 4102 | Barron | 8 | Petroleum Liquids | 1.3 | 1.3 | Electric Utility
1278 | City of Barron - (WI) | 4102 | Barron | 9 | Petroleum Liquids | 2 | 2 | Electric Utility
1278 | City of Barron - (WI) | 4102 | Barron | H2 | Conventional Hydroelectric | 0.1 | 0.1 | Electric Utility
1299 | Barton Village, Inc | 3753 | West Charleston | 1 | Conventional Hydroelectric | 0.7 | 0.7 | Electric Utility
1299 | Barton Village, Inc | 3753 | West Charleston | 2 | Conventional Hydroelectric | 0.7 | 0.7 | Electric Utility
1299 | Barton Village, Inc | 3753 | West Charleston | IC3 | Petroleum Liquids | 1.4 | 0.9 | Electric Utility
1299 | Barton Village, Inc | 3753 | West Charleston | IC4 | Petroleum Liquids | 1.4 | 0.9 | Electric Utility
1307 | Basin Electric Power Coop | 2817 | Leland Olds | 1 | Conventional Steam Coal | 216 | 222 | Electric Utility
1307 | Basin Electric Power Coop | 2817 | Leland Olds | 2 | Conventional Steam Coal | 440 | 445 | Electric Utility
1307 | Basin Electric Power Coop | 6092 | Spirit Mound | 1 | Petroleum Liquids | 67.5 | 54.6 | Electric Utility
1307 | Basin Electric Power Coop | 6092 | Spirit Mound | 2 | Petroleum Liquids | 67.5 | 45.5 | Electric Utility
1307 | Basin Electric Power Coop | 6204 | Laramie River Station | 1 | Conventional Steam Coal | 570 | 570 | Electric Utility
1307 | Basin Electric Power Coop | 6204 | Laramie River Station | 2 | Conventional Steam Coal | 570 | 570 | Electric Utility
1307 | Basin Electric Power Coop | 6204 | Laramie River Station | 3 | Conventional Steam Coal | 570 | 570 | Electric Utility
1307 | Basin Electric Power Coop | 6469 | Antelope Valley | 1 | Conventional Steam Coal | 434.9 | 450 | Electric Utility
1307 | Basin Electric Power Coop | 6469 | Antelope Valley | 2 | Conventional Steam Coal | 434.9 | 450 | Electric Utility
1307 | Basin Electric Power Coop | 7974 | Chamberlain Wind Project | WTC1 | Onshore Wind Turbine | 1.3 | 1.3 | Electric Utility
1307 | Basin Electric Power Coop | 7974 | Chamberlain Wind Project | WTC2 | Onshore Wind Turbine | 1.3 | 1.3 | Electric Utility
1307 | Basin Electric Power Coop | 8026 | Hartzog | 1 | Natural Gas Fired Combustion Turbine | 7.5 | 5 | Electric Utility
1307 | Basin Electric Power Coop | 8026 | Hartzog | 2 | Natural Gas Fired Combustion Turbine | 7.5 | 5 | Electric Utility
1307 | Basin Electric Power Coop | 8026 | Hartzog | 3 | Natural Gas Fired Combustion Turbine | 7.5 | 5 | Electric Utility
1307 | Basin Electric Power Coop | 8028 | Arvada | 1 | Natural Gas Fired Combustion Turbine | 7.5 | 5 | Electric Utility
1307 | Basin Electric Power Coop | 8028 | Arvada | 2 | Natural Gas Fired Combustion Turbine | 7.5 | 5 | Electric Utility
1307 | Basin Electric Power Coop | 8028 | Arvada | 3 | Natural Gas Fired Combustion Turbine | 7.5 | 5 | Electric Utility
1307 | Basin Electric Power Coop | 8030 | Barber Creek | 1 | Natural Gas Fired Combustion Turbine | 7.5 | 5 | Electric Utility
1307 | Basin Electric Power Coop | 8030 | Barber Creek | 2 | Natural Gas Fired Combustion Turbine | 7.5 | 5 | Electric Utility
1307 | Basin Electric Power Coop | 8030 | Barber Creek | 3 | Natural Gas Fired Combustion Turbine | 7.5 | 5 | Electric Utility
1307 | Basin Electric Power Coop | 55995 | Minot Wind Project | MWP | Onshore Wind Turbine | 2.6 | 2.6 | Electric Utility
1307 | Basin Electric Power Coop | 55995 | Minot Wind Project | MWP2 | Onshore Wind Turbine | 4.5 | 4.5 | Electric Utility
1307 | Basin Electric Power Coop | 56238 | Groton Generating Station | GT01 | Natural Gas Fired Combustion Turbine | 93.5 | 82.1 | Electric Utility
1307 | Basin Electric Power Coop | 56238 | Groton Generating Station | GT02 | Natural Gas Fired Combustion Turbine | 95 | 76.8 | Electric Utility
1307 | Basin Electric Power Coop | 56606 | Culbertson Generation Station | 01 | Natural Gas Fired Combustion Turbine | 91 | 90.8 | Electric Utility
1307 | Basin Electric Power Coop | 56607 | Prairie Winds ND1 | ND1 | Onshore Wind Turbine | 115.5 | 115.5 | Electric Utility
1307 | Basin Electric Power Coop | 56608 | Prairie Winds SD1 | SD1 | Onshore Wind Turbine | 150 | 150 | Electric Utility
1307 | Basin Electric Power Coop | 56608 | Prairie Winds SD1 | SD2 | Onshore Wind Turbine | 10.5 | 10.5 | Electric Utility
1307 | Basin Electric Power Coop | 56608 | Prairie Winds SD1 | SD3 | Onshore Wind Turbine | 1.5 | 1.5 | Electric Utility
1307 | Basin Electric Power Coop | 56609 | Dry Fork Station | 01 | Conventional Steam Coal | 483.7 | 380 | Electric Utility
1307 | Basin Electric Power Coop | 56610 | Deer Creek Station | 01 | Natural Gas Fired Combined Cycle | 154 | 150 | Electric Utility
1307 | Basin Electric Power Coop | 56610 | Deer Creek Station | 02 | Natural Gas Fired Combined Cycle | 170 | 140 | Electric Utility
1307 | Basin Electric Power Coop | 57881 | Pioneer Generating Station | 01 | Natural Gas Fired Combustion Turbine | 60.5 | 40 | Electric Utility
1307 | Basin Electric Power Coop | 57881 | Pioneer Generating Station | 02 | Natural Gas Fired Combustion Turbine | 60.5 | 40 | Electric Utility
1307 | Basin Electric Power Coop | 57881 | Pioneer Generating Station | 03 | Natural Gas Fired Combustion Turbine | 60.5 | 40 | Electric Utility
1307 | Basin Electric Power Coop | 57943 | Lonesome Creek Station | 01 | Natural Gas Fired Combustion Turbine | 60.5 | 40 | Electric Utility
1308 | Basin Creek Power Services LLC | 55866 | Basin Creek Plant | 1 | Natural Gas Internal Combustion Engine | 6.1 | 6 | IPP Non-CHP
1308 | Basin Creek Power Services LLC | 55866 | Basin Creek Plant | 2 | Natural Gas Internal Combustion Engine | 6.1 | 6 | IPP Non-CHP
1308 | Basin Creek Power Services LLC | 55866 | Basin Creek Plant | 3 | Natural Gas Internal Combustion Engine | 6.1 | 6 | IPP Non-CHP
1308 | Basin Creek Power Services LLC | 55866 | Basin Creek Plant | 4 | Natural Gas Internal Combustion Engine | 6.1 | 6 | IPP Non-CHP
1308 | Basin Creek Power Services LLC | 55866 | Basin Creek Plant | 5 | Natural Gas Internal Combustion Engine | 6.1 | 6 | IPP Non-CHP
1308 | Basin Creek Power Services LLC | 55866 | Basin Creek Plant | 6 | Natural Gas Internal Combustion Engine | 6.1 | 6 | IPP Non-CHP
1308 | Basin Creek Power Services LLC | 55866 | Basin Creek Plant | 7 | Natural Gas Internal Combustion Engine | 6.1 | 6 | IPP Non-CHP
1308 | Basin Creek Power Services LLC | 55866 | Basin Creek Plant | 8 | Natural Gas Internal Combustion Engine | 6.1 | 6 | IPP Non-CHP
1308 | Basin Creek Power Services LLC | 55866 | Basin Creek Plant | 9 | Natural Gas Internal Combustion Engine | 6.1 | 6 | IPP Non-CHP
1357 | BASF Corp | 55122 | NAFTA Region Olefins Complex Cogen Fac | UN1 | Natural Gas Fired Combustion Turbine | 41.6 | 35 | Industrial CHP
1357 | BASF Corp | 55122 | NAFTA Region Olefins Complex Cogen Fac | UN2 | Natural Gas Fired Combustion Turbine | 41.6 | 35 | Industrial CHP
1361 | Bay Windpower LLC | 55944 | Bay Windpower I | BAY | Onshore Wind Turbine | 1.8 | 1.8 | IPP Non-CHP
1362 | Bassett Healthcare | 54863 | Bassett Medical Center | 0001 | Petroleum Liquids | 0.8 | 0.8 | Commercial Non-CHP
1362 | Bassett Healthcare | 54863 | Bassett Medical Center | 0002 | Petroleum Liquids | 0.8 | 0.8 | Commercial Non-CHP
1362 | Bassett Healthcare | 54863 | Bassett Medical Center | 0003 | Petroleum Liquids | 0.8 | 0.8 | Commercial Non-CHP
1362 | Bassett Healthcare | 54863 | Bassett Medical Center | 0004 | Petroleum Liquids | 1.6 | 1.6 | Commercial Non-CHP
1362 | Bassett Healthcare | 54863 | Bassett Medical Center | 0005 | Petroleum Liquids | 1.6 | 1.6 | Commercial Non-CHP
1366 | City of Bay City - (MI) | 7398 | Water Street Station | GEN1 | Natural Gas Internal Combustion Engine | 5.7 | 5.5 | Electric Utility
1366 | City of Bay City - (MI) | 7398 | Water Street Station | GEN2 | Natural Gas Internal Combustion Engine | 6.9 | 6.5 | Electric Utility
1366 | City of Bay City - (MI) | 7399 | Henry Station | GEN3 | Natural Gas Internal Combustion Engine | 7.7 | 7.5 | Electric Utility
1366 | City of Bay City - (MI) | 7399 | Henry Station | GEN4 | Natural Gas Internal Combustion Engine | 7.7 | 7.5 | Electric Utility
1415 | SWG Colorado LLC | 55207 | Valmont Combustion Turbine Project | UN7 | Natural Gas Fired Combustion Turbine | 71.1 | 39.9 | IPP Non-CHP
1415 | SWG Colorado LLC | 55207 | Valmont Combustion Turbine Project | UN8 | Natural Gas Fired Combustion Turbine | 71.1 | 39.9 | IPP Non-CHP
1434 | Beaver City Corporation | 3643 | Upper Beaver | 1 | Conventional Hydroelectric | 1.3 | 1.3 | Electric Utility
1434 | Beaver City Corporation | 3643 | Upper Beaver | 2 | Conventional Hydroelectric | 1.2 | 1.2 | Electric Utility
1435 | City of Beaver City - (NE) | 2217 | Beaver City | 1 | Petroleum Liquids | 0.5 | 0.4 | Electric Utility
1435 | City of Beaver City - (NE) | 2217 | Beaver City | 2 | Natural Gas Internal Combustion Engine | 0.3 | 0.3 | Electric Utility
1435 | City of Beaver City - (NE) | 2217 | Beaver City | 3 | Petroleum Liquids | 0.3 | 0.2 | Electric Utility
1435 | City of Beaver City - (NE) | 2217 | Beaver City | 4 | Natural Gas Internal Combustion Engine | 0.9 | 0.8 | Electric Utility
1456 | Town of Bedford - (VA) | 3821 | Snowden | 4 | Conventional Hydroelectric | 2.5 | 2.5 | Electric Utility
1456 | Town of Bedford - (VA) | 3821 | Snowden | 5 | Conventional Hydroelectric | 2.5 | 2.5 | Electric Utility
1512 | City of Belleville - (KS) | 1263 | Belleville | 4 | Petroleum Liquids | 1 | 1 | Electric Utility
1512 | City of Belleville - (KS) | 1263 | Belleville | 5 | Petroleum Liquids | 1.7 | 1.7 | Electric Utility
1512 | City of Belleville - (KS) | 1263 | Belleville | 6 | Petroleum Liquids | 3.7 | 3.7 | Electric Utility
1512 | City of Belleville - (KS) | 1263 | Belleville | 7 | Petroleum Liquids | 5.1 | 5.1 | Electric Utility
1512 | City of Belleville - (KS) | 1263 | Belleville | 8 | Petroleum Liquids | 2.8 | 2.8 | Electric Utility
1515 | City of Bellevue - (IA) | 1126 | Bellevue | 1 | Petroleum Liquids | 0.6 | 0.5 | Electric Utility
1515 | City of Bellevue - (IA) | 1126 | Bellevue | 2 | Petroleum Liquids | 1.6 | 1.6 | Electric Utility
1515 | City of Bellevue - (IA) | 1126 | Bellevue | 3 | Petroleum Liquids | 1.8 | 1.7 | Electric Utility
1515 | City of Bellevue - (IA) | 1126 | Bellevue | 4 | Petroleum Liquids | 0.7 | 0.6 | Electric Utility
1515 | City of Bellevue - (IA) | 1126 | Bellevue | 5 | Petroleum Liquids | 0.9 | 0.7 | Electric Utility
1515 | City of Bellevue - (IA) | 1126 | Bellevue | 6 | Petroleum Liquids | 3 | 2.4 | Electric Utility
1525 | City of Beloit - (KS) | 1264 | Beloit | 1 | Petroleum Liquids | 1.5 | 1.1 | Electric Utility
1525 | City of Beloit - (KS) | 1264 | Beloit | 2 | Petroleum Liquids | 1.5 | 1.1 | Electric Utility
1525 | City of Beloit - (KS) | 1264 | Beloit | 3 | Petroleum Liquids | 2 | 2 | Electric Utility
1525 | City of Beloit - (KS) | 1264 | Beloit | 4 | Petroleum Liquids | 3.5 | 3 | Electric Utility
1525 | City of Beloit - (KS) | 1264 | Beloit | 5 | Petroleum Liquids | 0.7 | 0.6 | Electric Utility
1525 | City of Beloit - (KS) | 1264 | Beloit | 6 | Petroleum Liquids | 4.1 | 3.5 | Electric Utility
1525 | City of Beloit - (KS) | 1264 | Beloit | 7 | Petroleum Liquids | 6 | 5.5 | Electric Utility
1528 | Beaver Falls Municipal Auth | 10285 | Townsend Hydro | GEN1 | Conventional Hydroelectric | 2.6 | 2.1 | IPP Non-CHP
1528 | Beaver Falls Municipal Auth | 10285 | Townsend Hydro | GEN2 | Conventional Hydroelectric | 2.6 | 2.1 | IPP Non-CHP
1569 | Berry Petroleum Co | 50170 | Berry Cogen | GEN1 | Natural Gas Fired Combustion Turbine | 38.7 | 35 | Industrial CHP
1569 | Berry Petroleum Co | 50622 | Berry Cogen Tanne Hills 18 | GEN1 | Natural Gas Fired Combustion Turbine | 8.8 | 7 | Industrial CHP
1569 | Berry Petroleum Co | 50622 | Berry Cogen Tanne Hills 18 | GEN2 | Natural Gas Fired Combustion Turbine | 8.8 | 7 | Industrial CHP
1569 | Berry Petroleum Co | 52096 | Berry Placerita Cogen | GEN1 | Natural Gas Fired Combustion Turbine | 21.4 | 19.6 | Industrial CHP
1569 | Berry Petroleum Co | 52096 | Berry Placerita Cogen | GEN2 | Natural Gas Fired Combustion Turbine | 21.4 | 19.6 | Industrial CHP
1573 | City of Benson - (MN) | 1964 | Benson City of | 10 | Petroleum Liquids | 1.8 | 1.8 | Electric Utility
1573 | City of Benson - (MN) | 1964 | Benson City of | 11 | Petroleum Liquids | 1.8 | 1.8 | Electric Utility
1573 | City of Benson - (MN) | 1964 | Benson City of | 7 | Petroleum Liquids | 1.8 | 1.8 | Electric Utility
1573 | City of Benson - (MN) | 1964 | Benson City of | 8 | Petroleum Liquids | 1.8 | 1.8 | Electric Utility
1573 | City of Benson - (MN) | 1964 | Benson City of | 9 | Petroleum Liquids | 1.8 | 1.8 | Electric Utility
1615 | Town of Berlin - (MD) | 6565 | Berlin | 1A | Petroleum Liquids | 1.1 | 1.1 | Electric Utility
1615 | Town of Berlin - (MD) | 6565 | Berlin | 2A | Petroleum Liquids | 1.8 | 1.8 | Electric Utility
1615 | Town of Berlin - (MD) | 6565 | Berlin | 3A | Petroleum Liquids | 1.8 | 1.8 | Electric Utility
1615 | Town of Berlin - (MD) | 6565 | Berlin | 4A | Petroleum Liquids | 1.8 | 1.8 | Electric Utility
1615 | Town of Berlin - (MD) | 6565 | Berlin | 5A | Petroleum Liquids | 2.5 | 2.5 | Electric Utility
1616 | Berkshire Power Co LLC | 55041 | Berkshire Power | GEN2 | Natural Gas Fired Combined Cycle | 289 | 229.3 | IPP Non-CHP
1678 | Big Creek Water Works Ltd | 10282 | Big Creek Water Works | BCHY | Conventional Hydroelectric | 5 | 4.8 | Commercial Non-CHP
1692 | Big Rivers Electric Corp | 1381 | Kenneth C Coleman | 1 | Conventional Steam Coal | 205 | 150 | Electric Utility
1692 | Big Rivers Electric Corp | 1381 | Kenneth C Coleman | 2 | Conventional Steam Coal | 205 | 138 | Electric Utility
1692 | Big Rivers Electric Corp | 1381 | Kenneth C Coleman | 3 | Conventional Steam Coal | 192 | 155 | Electric Utility
1692 | Big Rivers Electric Corp | 1382 | HMP&L Station Two Henderson | 1 | Conventional Steam Coal | 200 | 153 | Electric Utility
1692 | Big Rivers Electric Corp | 1382 | HMP&L Station Two Henderson | 2 | Conventional Steam Coal | 205 | 159 | Electric Utility
1692 | Big Rivers Electric Corp | 1383 | Robert A Reid | 1 | Conventional Steam Coal | 96 | 65 | Electric Utility
1692 | Big Rivers Electric Corp | 1383 | Robert A Reid | GEN2 | Natural Gas Fired Combustion Turbine | 98.8 | 58 | Electric Utility
1692 | Big Rivers Electric Corp | 6639 | R D Green | 1 | Conventional Steam Coal | 293 | 231 | Electric Utility
1692 | Big Rivers Electric Corp | 6639 | R D Green | 2 | Conventional Steam Coal | 293 | 223 | Electric Utility
1692 | Big Rivers Electric Corp | 6823 | D B Wilson | 1 | Conventional Steam Coal | 509.4 | 417 | Electric Utility
1735 | Birchwood Power Partners LP | 54304 | Birchwood Power | 1 | Conventional Steam Coal | 258.3 | 238.2 | IPP Non-CHP
1745 | Biomass One LP | 10869 | Biomass One LP | BBC | Wood/Wood Waste Biomass | 10 | 8.5 | IPP Non-CHP
1745 | Biomass One LP | 10869 | Biomass One LP | GE | Wood/Wood Waste Biomass | 15 | 14 | IPP Non-CHP
1745 | Biomass One LP | 10869 | Biomass One LP | GE-2 | Wood/Wood Waste Biomass | 15 | 14 | IPP Non-CHP
1746 | Black River Generation LLC | 10464 | Black River Generation | GEN1 | Wood/Wood Waste Biomass | 55.5 | 55 | Electric Utility
1751 | Birch Power Co | 10140 | Birch Creek Power | GEN1 | Conventional Hydroelectric | 2.6 | 2.6 | IPP Non-CHP
1752 | Biola University | 54296 | Biola University | EG1 | Natural Gas Internal Combustion Engine | 0.6 | 0.6 | Commercial CHP
1752 | Biola University | 54296 | Biola University | EG2 | Natural Gas Internal Combustion Engine | 0.6 | 0.6 | Commercial CHP
1752 | Biola University | 54296 | Biola University | EG3 | Natural Gas Internal Combustion Engine | 1 | 1 | Commercial CHP
1784 | Black Creek Hydro Inc | 54860 | Black Creek | GEN1 | Conventional Hydroelectric | 3.7 | 3.7 | IPP Non-CHP
1828 | Linn Operating Inc | 56090 | Blacksand Generating Facility | D182 | Other Gases | 4 | 2.5 | Industrial Non-CHP
1828 | Linn Operating Inc | 56090 | Blacksand Generating Facility | D189 | Other Gases | 3.7 | 3 | Industrial Non-CHP
1828 | Linn Operating Inc | 56090 | Blacksand Generating Facility | D190 | Other Gases | 0.3 | 0.3 | Industrial Non-CHP
1851 | Blind Canyon Aqua Ranch Inc | 54514 | Blind Canyon Hydro | 1 | Conventional Hydroelectric | 1.3 | 1.3 | IPP Non-CHP
1857 | Block Island Power Co | 6567 | Block Island | 22 | Petroleum Liquids | 1.3 | 1.2 | Electric Utility
1857 | Block Island Power Co | 6567 | Block Island | 23 | Petroleum Liquids | 1.2 | 1.2 | Electric Utility
1857 | Block Island Power Co | 6567 | Block Island | 24 | Petroleum Liquids | 1.6 | 1.6 | Electric Utility
1857 | Block Island Power Co | 6567 | Block Island | 25 | Petroleum Liquids | 1.8 | 1.8 | Electric Utility
1857 | Block Island Power Co | 6567 | Block Island | 26 | Petroleum Liquids | 1.8 | 1.8 | Electric Utility
1869 | City of Bloomfield - (IA) | 1127 | Bloomfield | 1 | Natural Gas Internal Combustion Engine | 2.8 | 2.3 | Electric Utility
1869 | City of Bloomfield - (IA) | 1127 | Bloomfield | 2 | Petroleum Liquids | 0.3 | 0.2 | Electric Utility
1869 | City of Bloomfield - (IA) | 1127 | Bloomfield | 3 | Natural Gas Internal Combustion Engine | 2.7 | 2.2 | Electric Utility
1869 | City of Bloomfield - (IA) | 1127 | Bloomfield | 4 | Petroleum Liquids | 0.3 | 0.2 | Electric Utility
1869 | City of Bloomfield - (IA) | 1127 | Bloomfield | 5 | Natural Gas Internal Combustion Engine | 0.9 | 0.8 | Electric Utility
1869 | City of Bloomfield - (IA) | 1127 | Bloomfield | 6 | Natural Gas Internal Combustion Engine | 1.5 | 1.2 | Electric Utility
1871 | City of Blooming Prairie - (MN) | 1966 | Blooming Prairie | 1 | Petroleum Liquids | 0.3 | 0.3 | Electric Utility
1871 | City of Blooming Prairie - (MN) | 1966 | Blooming Prairie | 2 | Petroleum Liquids | 0.7 | 0.7 | Electric Utility
1871 | City of Blooming Prairie - (MN) | 1966 | Blooming Prairie | 4 | Petroleum Liquids | 1.2 | 1.3 | Electric Utility
1871 | City of Blooming Prairie - (MN) | 1966 | Blooming Prairie | 5 | Petroleum Liquids | 2.3 | 2 | Electric Utility
1871 | City of Blooming Prairie - (MN) | 1966 | Blooming Prairie | 6 | Petroleum Liquids | 2 | 1.9 | Electric Utility
1871 | City of Blooming Prairie - (MN) | 1966 | Blooming Prairie | 7 | Petroleum Liquids | 1.3 | 1.3 | Electric Utility
1881 | Blue Canyon Windpower LLC | 56081 | Blue Canyon Windpower | EW | Onshore Wind Turbine | 74.3 | 74.3 | IPP Non-CHP
1883 | Blue Earth Light & Water | 1967 | Blue Earth | IC1 | Petroleum Liquids | 1.5 | 1.5 | Electric Utility
1883 | Blue Earth Light & Water | 1967 | Blue Earth | IC3 | Petroleum Liquids | 1.6 | 1.6 | Electric Utility
1883 | Blue Earth Light & Water | 1967 | Blue Earth | IC4 | Petroleum Liquids | 1.6 | 1.6 | Electric Utility
1883 | Blue Earth Light & Water | 1967 | Blue Earth | IC5 | Petroleum Liquids | 1.6 | 1.6 | Electric Utility
1883 | Blue Earth Light & Water | 1967 | Blue Earth | IC6 | Petroleum Liquids | 1.8 | 1.8 | Electric Utility
1924 | Boise Packaging & Newsprint LLC | 10488 | DeRidder Mill | TG | Wood/Wood Waste Biomass | 61.5 | 61.5 | Industrial CHP
1932 | Boise-Kuna Irrigation District | 10014 | Lucky Peak Power Plant Project | U131 | Conventional Hydroelectric | 45 | 36.2 | IPP Non-CHP
1932 | Boise-Kuna Irrigation District | 10014 | Lucky Peak Power Plant Project | U132 | Conventional Hydroelectric | 45 | 36.2 | IPP Non-CHP
1932 | Boise-Kuna Irrigation District | 10014 | Lucky Peak Power Plant Project | U133 | Conventional Hydroelectric | 11.2 | 10.6 | IPP Non-CHP
1932 | Boise-Kuna Irrigation District | 56498 | Mora Drop Hydroelectric Project | 1 | Conventional Hydroelectric | 1.7 | 0.8 | IPP Non-CHP
1932 | Boise-Kuna Irrigation District | 56997 | Arrowrock Hydroelectric Project | 1 | Conventional Hydroelectric | 7.5 | 8 | IPP Non-CHP
1932 | Boise-Kuna Irrigation District | 56997 | Arrowrock Hydroelectric Project | 2 | Conventional Hydroelectric | 7.5 | 8 | IPP Non-CHP
1947 | Bob Jones University | 10280 | Bob Jones University Cogen Plant | ENG1 | Petroleum Liquids | 1.1 | 1.1 | Commercial CHP
1947 | Bob Jones University | 10280 | Bob Jones University Cogen Plant | ENG2 | Natural Gas Internal Combustion Engine | 1.1 | 1.1 | Commercial CHP
1947 | Bob Jones University | 10280 | Bob Jones University Cogen Plant | ENG3 | Natural Gas Internal Combustion Engine | 1.1 | 1.1 | Commercial CHP
1947 | Bob Jones University | 10280 | Bob Jones University Cogen Plant | ENG4 | Natural Gas Internal Combustion Engine | 1.1 | 1.1 | Commercial CHP
1947 | Bob Jones University | 10280 | Bob Jones University Cogen Plant | ENG5 | Petroleum Liquids | 1 | 1 | Commercial CHP
1947 | Bob Jones University | 10280 | Bob Jones University Cogen Plant | ENG6 | Petroleum Liquids | 1 | 1 | Commercial CHP
1947 | Bob Jones University | 10280 | Bob Jones University Cogen Plant | ENG7 | Petroleum Liquids | 1 | 1 | Commercial CHP
1950 | ReEnergy Stratton LLC | 50650 | ReEnergy Stratton LLC | UNI1 | Wood/Wood Waste Biomass | 45.7 | 45 | IPP Non-CHP
1951 | White Pine Electric Power LLC | 10148 | White Pine Electric Power | GEN1 | Natural Gas Steam Turbine | 20 | 18 | IPP Non-CHP
1951 | White Pine Electric Power LLC | 10148 | White Pine Electric Power | GEN2 | Natural Gas Steam Turbine | 20 | 18 | IPP Non-CHP
1951 | White Pine Electric Power LLC | 10148 | White Pine Electric Power | GEN3 | Natural Gas Steam Turbine | 20 | 18 | IPP Non-CHP
1956 | City of Bonners Ferry | 6506 | Moyie Springs | 1 | Conventional Hydroelectric | 1 | 1.1 | Electric Utility
1956 | City of Bonners Ferry | 6506 | Moyie Springs | 2 | Conventional Hydroelectric | 0.4 | 0.4 | Electric Utility
1956 | City of Bonners Ferry | 6506 | Moyie Springs | 3 | Conventional Hydroelectric | 1 | 1.1 | Electric Utility
1956 | City of Bonners Ferry | 6506 | Moyie Springs | 4 | Conventional Hydroelectric | 1.5 | 1.7 | Electric Utility
1966 | Boltonville Hydro Associates | 50539 | Boltonville Hydro Associates | 1 | Conventional Hydroelectric | 0.5 | 0.5 | IPP Non-CHP
1966 | Boltonville Hydro Associates | 50539 | Boltonville Hydro Associates | 2 | Conventional Hydroelectric | 0.3 | 0.3 | IPP Non-CHP
1966 | Boltonville Hydro Associates | 50539 | Boltonville Hydro Associates | 3 | Conventional Hydroelectric | 0.3 | 0.3 | IPP Non-CHP
1981 | ReEnergy Ashland LLC | 10356 | ReEnergy Ashland | GEN1 | Wood/Wood Waste Biomass | 39.6 | 34 | IPP Non-CHP
1984 | ReEnergy Fort Fairfield LLC | 7513 | ReEnergy Fort Fairfield | GEN1 | Wood/Wood Waste Biomass | 37.5 | 32 | IPP Non-CHP
1991 | Boise White Paper LLC | 10486 | Boise Cascade International Falls | GEN1 | Wood/Wood Waste Biomass | 4 | 4 | Industrial CHP
1991 | Boise White Paper LLC | 10486 | Boise Cascade International Falls | GEN2 | Wood/Wood Waste Biomass | 4 | 4 | Industrial CHP
1991 | Boise White Paper LLC | 10486 | Boise Cascade International Falls | GEN3 | Wood/Wood Waste Biomass | 7.5 | 7.5 | Industrial CHP
1991 | Boise White Paper LLC | 10486 | Boise Cascade International Falls | GEN4 | Wood/Wood Waste Biomass | 7.5 | 7.5 | Industrial CHP
1991 | Boise White Paper LLC | 10486 | Boise Cascade International Falls | GEN5 | Wood/Wood Waste Biomass | 6.2 | 6.2 | Industrial CHP
1991 | Boise White Paper LLC | 10487 | International Falls Power | GEN1 | Conventional Hydroelectric | 2.2 | 2.2 | Industrial Non-CHP
1991 | Boise White Paper LLC | 10487 | International Falls Power | GEN2 | Conventional Hydroelectric | 2.2 | 2.2 | Industrial Non-CHP
1991 | Boise White Paper LLC | 10487 | International Falls Power | GEN3 | Conventional Hydroelectric | 2.2 | 2.2 | Industrial Non-CHP
1991 | Boise White Paper LLC | 10487 | International Falls Power | GEN4 | Conventional Hydroelectric | 2.2 | 2.2 | Industrial Non-CHP
1991 | Boise White Paper LLC | 10487 | International Falls Power | GEN5 | Conventional Hydroelectric | 2.2 | 2.2 | Industrial Non-CHP
1991 | Boise White Paper LLC | 10487 | International Falls Power | GEN6 | Conventional Hydroelectric | 1.6 | 1.6 | Industrial Non-CHP
1991 | Boise White Paper LLC | 10487 | International Falls Power | GEN7 | Conventional Hydroelectric | 1.6 | 1.6 | Industrial Non-CHP
1994 | Boulder City of | 466 | Boulder Canyon Hydro | 1A | Conventional Hydroelectric | 5 | 5 | IPP Non-CHP
1994 | Boulder City of | 54679 | Boulder City Lakewood Hydro | 0001 | Conventional Hydroelectric | 3.5 | 3.5 | IPP Non-CHP
1994 | Boulder City of | 54680 | Boulder City Betasso Hydro Plant | 0001 | Conventional Hydroelectric | 3 | 3 | IPP Non-CHP
1994 | Boulder City of | 55931 | Boulder City Silver Lake Hydro | 0001 | Conventional Hydroelectric | 3.3 | 3.3 | IPP Non-CHP
2010 | City of Bountiful | 3665 | Bountiful City | 1A | Natural Gas Fired Combustion Turbine | 5.2 | 4.2 | Electric Utility
2010 | City of Bountiful | 3665 | Bountiful City | 2A | Natural Gas Fired Combustion Turbine | 12.6 | 11.5 | Electric Utility
2010 | City of Bountiful | 3665 | Bountiful City | 3A | Natural Gas Fired Combustion Turbine | 12.6 | 11.5 | Electric Utility
2010 | City of Bountiful | 4263 | Echo Dam | 3 | Conventional Hydroelectric | 1 | 1 | Electric Utility
2010 | City of Bountiful | 4263 | Echo Dam | NA1 | Conventional Hydroelectric | 1.7 | 1.7 | Electric Utility
2010 | City of Bountiful | 4263 | Echo Dam | NA2 | Conventional Hydroelectric | 1.7 | 1.7 | Electric Utility
2010 | City of Bountiful | 7132 | Pine View Dam | NA1 | Conventional Hydroelectric | 1.8 | 1.8 | Electric Utility
2016 | Boott Hydropower Inc | 10556 | Boott Hydropower | GEN1 | Conventional Hydroelectric | 7.5 | 7.1 | IPP Non-CHP
2016 | Boott Hydropower Inc | 10556 | Boott Hydropower | GEN2 | Conventional Hydroelectric | 7.5 | 7.1 | IPP Non-CHP
2016 | Boott Hydropower Inc | 10556 | Boott Hydropower | GEN3 | Conventional Hydroelectric | 7.9 | 7.5 | IPP Non-CHP
2048 | Bowersock Mills & Power Co | 10279 | Kansas River Project | 1 | Conventional Hydroelectric | 0.3 | 0.3 | IPP Non-CHP
2048 | Bowersock Mills & Power Co | 10279 | Kansas River Project | 10 | Conventional Hydroelectric | 1.3 | 1.3 | IPP Non-CHP
2048 | Bowersock Mills & Power Co | 10279 | Kansas River Project | 11 | Conventional Hydroelectric | 1 | 1 | IPP Non-CHP
2048 | Bowersock Mills & Power Co | 10279 | Kansas River Project | 2 | Conventional Hydroelectric | 0.3 | 0.3 | IPP Non-CHP
2048 | Bowersock Mills & Power Co | 10279 | Kansas River Project | 3 | Conventional Hydroelectric | 0.3 | 0.3 | IPP Non-CHP
2048 | Bowersock Mills & Power Co | 10279 | Kansas River Project | 4 | Conventional Hydroelectric | 0.3 | 0.3 | IPP Non-CHP
2048 | Bowersock Mills & Power Co | 10279 | Kansas River Project | 5 | Conventional Hydroelectric | 0.4 | 0.4 | IPP Non-CHP
2048 | Bowersock Mills & Power Co | 10279 | Kansas River Project | 6 | Conventional Hydroelectric | 0.4 | 0.4 | IPP Non-CHP
2048 | Bowersock Mills & Power Co | 10279 | Kansas River Project | 7 | Conventional Hydroelectric | 0.4 | 0.4 | IPP Non-CHP
2048 | Bowersock Mills & Power Co | 10279 | Kansas River Project | 8 | Conventional Hydroelectric | 1 | 1 | IPP Non-CHP
2048 | Bowersock Mills & Power Co | 10279 | Kansas River Project | 9 | Conventional Hydroelectric | 1.3 | 1.3 | IPP Non-CHP
2053 | Bowater Newport Coosa Pines Op | 54216 | U S Alliance Coosa Pines | AOW6 | Natural Gas Steam Turbine | 12.5 | 12.5 | Industrial CHP
2053 | Bowater Newport Coosa Pines Op | 54216 | U S Alliance Coosa Pines | GEN7 | Wood/Wood Waste Biomass | 17.9 | 17.8 | Industrial CHP
2091 | Phillips 66 | 52031 | Alliance Refinery | GEN1 | Other Natural Gas | 6 | 6 | Industrial Non-CHP
2091 | Phillips 66 | 52031 | Alliance Refinery | GEN2 | Natural Gas Steam Turbine | 19 | 19 | Industrial Non-CHP
2138 | Brainerd Public Utilities | 50636 | Brainerd Public Utilities | 1 | Conventional Hydroelectric | 0.6 | 0.6 | Electric Utility
2138 | Brainerd Public Utilities | 50636 | Brainerd Public Utilities | 2 | Conventional Hydroelectric | 0.6 | 0.6 | Electric Utility
2138 | Brainerd Public Utilities | 50636 | Brainerd Public Utilities | 3 | Conventional Hydroelectric | 0.5 | 0.5 | Electric Utility
2138 | Brainerd Public Utilities | 50636 | Brainerd Public Utilities | 4 | Conventional Hydroelectric | 0.6 | 0.6 | Electric Utility
2138 | Brainerd Public Utilities | 50636 | Brainerd Public Utilities | 5 | Conventional Hydroelectric | 0.6 | 0.6 | Electric Utility
2144 | Town of Braintree - (MA) | 1660 | Potter Station 2 | CC2 | Natural Gas Fired Combined Cycle | 76 | 62.6 | Electric Utility
2144 | Town of Braintree - (MA) | 1660 | Potter Station 2 | CC3 | Natural Gas Fired Combined Cycle | 25 | 15.5 | Electric Utility
2144 | Town of Braintree - (MA) | 1660 | Potter Station 2 | IC1 | Petroleum Liquids | 2.7 | 2.3 | Electric Utility
2144 | Town of Braintree - (MA) | 1660 | Potter Station 2 | WAT1 | Natural Gas Fired Combustion Turbine | 58 | 52.6 | Electric Utility
2144 | Town of Braintree - (MA) | 1660 | Potter Station 2 | WAT2 | Natural Gas Fired Combustion Turbine | 58 | 52.6 | Electric Utility
2171 | Brazos Valley Energy | 55357 | Brazos Valley Generating Facility | CTG1 | Natural Gas Fired Combined Cycle | 200 | 166 | IPP Non-CHP
2171 | Brazos Valley Energy | 55357 | Brazos Valley Generating Facility | CTG2 | Natural Gas Fired Combined Cycle | 200 | 166 | IPP Non-CHP
2171 | Brazos Valley Energy | 55357 | Brazos Valley Generating Facility | STG1 | Natural Gas Fired Combined Cycle | 275.6 | 193 | IPP Non-CHP
2172 | Brazos Electric Power Coop Inc | 3628 | R W Miller | 1 | Natural Gas Steam Turbine | 66 | 66 | Electric Utility
2172 | Brazos Electric Power Coop Inc | 3628 | R W Miller | 2 | Natural Gas Steam Turbine | 100 | 100 | Electric Utility
2172 | Brazos Electric Power Coop Inc | 3628 | R W Miller | 3 | Natural Gas Steam Turbine | 200 | 200 | Electric Utility
2172 | Brazos Electric Power Coop Inc | 3628 | R W Miller | 4 | Natural Gas Fired Combustion Turbine | 118.8 | 104 | Electric Utility
2172 | Brazos Electric Power Coop Inc | 3628 | R W Miller | 5 | Natural Gas Fired Combustion Turbine | 118.8 | 104 | Electric Utility
2172 | Brazos Electric Power Coop Inc | 54817 | Johnson County | GT-1 | Natural Gas Fired Combined Cycle | 178.2 | 163 | Electric Utility
2172 | Brazos Electric Power Coop Inc | 54817 | Johnson County | ST-1 | Natural Gas Fired Combined Cycle | 104.4 | 104 | Electric Utility
2172 | Brazos Electric Power Coop Inc | 55230 | Jack County | CT1 | Natural Gas Fired Combined Cycle | 170 | 165 | Electric Utility
2172 | Brazos Electric Power Coop Inc | 55230 | Jack County | CT2 | Natural Gas Fired Combined Cycle | 170 | 165 | Electric Utility
2172 | Brazos Electric Power Coop Inc | 55230 | Jack County | CT3 | Natural Gas Fired Combined Cycle | 170 | 165 | Electric Utility
2172 | Brazos Electric Power Coop Inc | 55230 | Jack County | CT4 | Natural Gas Fired Combined Cycle | 170 | 165 | Electric Utility
2172 | Brazos Electric Power Coop Inc | 55230 | Jack County | ST1 | Natural Gas Fired Combined Cycle | 300 | 290.5 | Electric Utility
2172 | Brazos Electric Power Coop Inc | 55230 | Jack County | ST2 | Natural Gas Fired Combined Cycle | 300 | 290.5 | Electric Utility
2179 | Brassua Hydroelectric LP | 10555 | Brassua Hydroelectric Project | 1 | Conventional Hydroelectric | 3.6 | 3.6 | IPP Non-CHP
2188 | City of Breese - (IL) | 934 | Breese | 2 | Petroleum Liquids | 3 | 3 | Electric Utility
2188 | City of Breese - (IL) | 934 | Breese | 5 | Petroleum Liquids | 2.5 | 2.5 | Electric Utility
2188 | City of Breese - (IL) | 934 | Breese | 6 | Petroleum Liquids | 2.5 | 2.5 | Electric Utility
2188 | City of Breese - (IL) | 934 | Breese | 7 | Petroleum Liquids | 2.5 | 2.5 | Electric Utility
2188 | City of Breese - (IL) | 934 | Breese | 8 | Petroleum Liquids | 2.5 | 2.5 | Electric Utility
2188 | City of Breese - (IL) | 934 | Breese | IC1 | Petroleum Liquids | 0.9 | 1 | Electric Utility
2188 | City of Breese - (IL) | 934 | Breese | IC3 | Petroleum Liquids | 3 | 3 | Electric Utility
2220 | Brigham City Corporation | 3666 | Brigham City | 1 | Conventional Hydroelectric | 0.6 | 0.5 | Electric Utility
2220 | Brigham City Corporation | 3666 | Brigham City | 2 | Conventional Hydroelectric | 0.6 | 0.5 | Electric Utility
2220 | Brigham City Corporation | 3666 | Brigham City | 8182 | Conventional Hydroelectric | 0.6 | 0.5 | Electric Utility
2226 | Bridgewater Power Co LP | 10290 | Bridgewater Power LP | GEN1 | Wood/Wood Waste Biomass | 20 | 16 | IPP Non-CHP
2232 | Bridgeport Energy LLC | 55042 | Bridgeport Energy Project | GEN1 | Natural Gas Fired Combined Cycle | 170 | 148.4 | IPP Non-CHP
2232 | Bridgeport Energy LLC | 55042 | Bridgeport Energy Project | GEN2 | Natural Gas Fired Combined Cycle | 170 | 148.4 | IPP Non-CHP
2232 | Bridgeport Energy LLC | 55042 | Bridgeport Energy Project | GEN3 | Natural Gas Fired Combined Cycle | 180 | 157.2 | IPP Non-CHP
2265 | Bristol-Myers Squibb Co | 54829 | Bristol Myers Squibb New Brunswick | GEN1 | Natural Gas Fired Combustion Turbine | 9.5 | 8.8 | Industrial CHP
2265 | Bristol-Myers Squibb Co | 54829 | Bristol Myers Squibb New Brunswick | GEN2 | Natural Gas Steam Turbine | 1 | 0.6 | Industrial CHP
2265 | Bristol-Myers Squibb Co | 58947 | Bristol Myers Squibb Lawrenceville | DG101 | Petroleum Liquids | 1.2 | 0.9 | IPP Non-CHP
2265 | Bristol-Myers Squibb Co | 58947 | Bristol Myers Squibb Lawrenceville | TG101 | Natural Gas Fired Combustion Turbine | 4.4 | 4 | IPP Non-CHP
2265 | Bristol-Myers Squibb Co | 58948 | Bristol Myers Squibb Wallingford | DG12 | Petroleum Liquids | 0.9 | 0.8 | IPP Non-CHP
2265 | Bristol-Myers Squibb Co | 58948 | Bristol Myers Squibb Wallingford | DG3 | Petroleum Liquids | 2 | 1.8 | IPP Non-CHP
2265 | Bristol-Myers Squibb Co | 58948 | Bristol Myers Squibb Wallingford | SOL | Natural Gas Fired Combustion Turbine | 4.8 | 4.6 | IPP Non-CHP
2277 | City of Broken Bow - (NE) | 2221 | Broken Bow | 1 | Petroleum Liquids | 0.5 | 0.5 | Electric Utility
2277 | City of Broken Bow - (NE) | 2221 | Broken Bow | 2 | Natural Gas Internal Combustion Engine | 3.5 | 3.5 | Electric Utility
2277 | City of Broken Bow - (NE) | 2221 | Broken Bow | 3 | Petroleum Liquids | 0.8 | 0.7 | Electric Utility
2277 | City of Broken Bow - (NE) | 2221 | Broken Bow | 4 | Natural Gas Internal Combustion Engine | 0.8 | 0.7 | Electric Utility
2277 | City of Broken Bow - (NE) | 2221 | Broken Bow | 5 | Natural Gas Internal Combustion Engine | 1 | 1 | Electric Utility
2277 | City of Broken Bow - (NE) | 2221 | Broken Bow | 6 | Natural Gas Internal Combustion Engine | 2.1 | 2 | Electric Utility
2287 | City of Brooklyn - (IA) | 1128 | Brooklyn | 7 | Petroleum Liquids | 2.3 | 2 | Electric Utility
2287 | City of Brooklyn - (IA) | 7922 | Brooklyn City North Plant | 6 | Petroleum Liquids | 2 | 1.8 | Electric Utility
2313 | Brooklyn Navy Yard Cogen PLP | 54914 | Brooklyn Navy Yard Cogeneration | 01 | Natural Gas Fired Combined Cycle | 121 | 90 | IPP CHP
2313 | Brooklyn Navy Yard Cogen PLP | 54914 | Brooklyn Navy Yard Cogeneration | 02 | Natural Gas Fired Combined Cycle | 121 | 90 | IPP CHP
2313 | Brooklyn Navy Yard Cogen PLP | 54914 | Brooklyn Navy Yard Cogeneration | 03 | Natural Gas Fired Combined Cycle | 40 | 35 | IPP CHP
2313 | Brooklyn Navy Yard Cogen PLP | 54914 | Brooklyn Navy Yard Cogeneration | 04 | Natural Gas Fired Combined Cycle | 40 | 35 | IPP CHP
2338 | Calpine Central LP | 56104 | Mankato Energy Center | CTG2 | Natural Gas Fired Combined Cycle | 210 | 160 | IPP Non-CHP
2338 | Calpine Central LP | 56104 | Mankato Energy Center | STG1 | Natural Gas Fired Combined Cycle | 320 | 140 | IPP Non-CHP
2409 | Brownsville Public Utilities Board | 3559 | Silas Ray | 10 | Natural Gas Fired Combustion Turbine | 61 | 45 | Electric Utility
2409 | Brownsville Public Utilities Board | 3559 | Silas Ray | 5 | Natural Gas Steam Turbine | 24 | 18 | Electric Utility
2409 | Brownsville Public Utilities Board | 3559 | Silas Ray | 6 | Natural Gas Fired Combined Cycle | 25 | 20 | Electric Utility
2409 | Brownsville Public Utilities Board | 3559 | Silas Ray | 9 | Natural Gas Fired Combined Cycle | 50 | 42 | Electric Utility
2409 | Brownsville Public Utilities Board | 3559 | Silas Ray | DG-2 | Petroleum Liquids | 1.3 | 1 | Electric Utility
2409 | Brownsville Public Utilities Board | 3559 | Silas Ray | DG-3a | Petroleum Liquids | 1.3 | 1 | Electric Utility
2409 | Brownsville Public Utilities Board | 3559 | Silas Ray | DG-3b | Petroleum Liquids | 1.3 | 1 | Electric Utility
2409 | Brownsville Public Utilities Board | 3559 | Silas Ray | DG-4 | Petroleum Liquids | 1.3 | 1 | Electric Utility
2409 | Brownsville Public Utilities Board | 3559 | Silas Ray | DG-6a | Petroleum Liquids | 1.3 | 1 | Electric Utility
2409 | Brownsville Public Utilities Board | 3559 | Silas Ray | DG-6b | Petroleum Liquids | 1.3 | 1 | Electric Utility
2409 | Brownsville Public Utilities Board | 3559 | Silas Ray | DG-7a | Petroleum Liquids | 1.3 | 1 | Electric Utility
2409 | Brownsville Public Utilities Board | 3559 | Silas Ray | DG-7b | Petroleum Liquids | 1.3 | 1 | Electric Utility
2439 | City of Bryan - (OH) | 2903 | Bryan (OH) | 1 | Natural Gas Fired Combustion Turbine | 15.8 | 12.5 | Electric Utility
2439 | City of Bryan - (OH) | 2903 | Bryan (OH) | 2 | Natural Gas Fired Combustion Turbine | 16 | 12.5 | Electric Utility
2439 | City of Bryan - (OH) | 2903 | Bryan (OH) | 5 | Petroleum Liquids | 2.5 | 2.5 | Electric Utility
2439 | City of Bryan - (OH) | 2903 | Bryan (OH) | 6 | Natural Gas Fired Combustion Turbine | 5 | 4 | Electric Utility
2439 | City of Bryan - (OH) | 7657 | Auglaize Hydro | 1 | Conventional Hydroelectric | 0.7 | 0.8 | Electric Utility
2439 | City of Bryan - (OH) | 7657 | Auglaize Hydro | 2A | Conventional Hydroelectric | 0.9 | 1 | Electric Utility
2439 | City of Bryan - (OH) | 7657 | Auglaize Hydro | 3A | Conventional Hydroelectric | 0.9 | 1 | Electric Utility
2439 | City of Bryan - (OH) | 7657 | Auglaize Hydro | 4 | Conventional Hydroelectric | 0.5 | 0.8 | Electric Utility
2439 | City of Bryan - (OH) | 7657 | Auglaize Hydro | 5 | Conventional Hydroelectric | 0.5 | 0.8 | Electric Utility
2439 | City of Bryan - (OH) | 7657 | Auglaize Hydro | 6 | Conventional Hydroelectric | 0.1 | 0.1 | Electric Utility
2439 | City of Bryan - (OH) | 58381 | Bryan Solar Field | 1 | Solar Photovoltaic | 2.1 | 1.7 | Electric Utility
2442 | City of Bryan - (TX) | 3561 | Bryan (TX) | 7 | Natural Gas Fired Combustion Turbine | 22 | 21 | Electric Utility
2442 | City of Bryan - (TX) | 6243 | Dansby | 1 | Natural Gas Steam Turbine | 105 | 110 | Electric Utility
2442 | City of Bryan - (TX) | 6243 | Dansby | 2 | Natural Gas Fired Combustion Turbine | 49.1 | 47.1 | Electric Utility
2442 | City of Bryan - (TX) | 6243 | Dansby | 3 | Natural Gas Fired Combustion Turbine | 49.1 | 47.1 | Electric Utility
2468 | Bucknell University | 54333 | Bucknell University | G001 | Natural Gas Fired Combined Cycle | 4.7 | 4.3 | Commercial CHP
2468 | Bucknell University | 54333 | Bucknell University | G502 | Natural Gas Fired Combined Cycle | 1.2 | 0.5 | Commercial CHP
2507 | City of Burbank Water and Power | 6013 | Olive | O1 | Natural Gas Steam Turbine | 50 | 44 | Electric Utility
2507 | City of Burbank Water and Power | 6013 | Olive | O2 | Natural Gas Steam Turbine | 59.7 | 55 | Electric Utility
2507 | City of Burbank Water and Power | 7987 | Lake One | L1 | Natural Gas Fired Combustion Turbine | 60.5 | 48 | Electric Utility
2507 | City of Burbank Water and Power | 56046 | Magnolia Power Project | 1 | Natural Gas Fired Combined Cycle | 198.9 | 161 | Electric Utility
2507 | City of Burbank Water and Power | 56046 | Magnolia Power Project | 2 | Natural Gas Fired Combined Cycle | 188.7 | 140 | Electric Utility
2507 | City of Burbank Water and Power | 57496 | Tieton Dam Hydro Electric Project | UNIT1 | Conventional Hydroelectric | 6.9 | 6.9 | Electric Utility
2507 | City of Burbank Water and Power | 57496 | Tieton Dam Hydro Electric Project | UNIT2 | Conventional Hydroelectric | 6.9 | 6.9 | Electric Utility
2509 | Bunge Foods | 52034 | Bunge Oil | 1 | Natural Gas Fired Combustion Turbine | 3.5 | 2.8 | Industrial CHP
2518 | U S Bureau of Reclamation | 152 | Davis Dam | 1 | Conventional Hydroelectric | 51.7 | 51.7 | Electric Utility
2518 | U S Bureau of Reclamation | 152 | Davis Dam | 2 | Conventional Hydroelectric | 51.7 | 51.7 | Electric Utility
2518 | U S Bureau of Reclamation | 152 | Davis Dam | 3 | Conventional Hydroelectric | 48 | 48 | Electric Utility
2518 | U S Bureau of Reclamation | 152 | Davis Dam | 4 | Conventional Hydroelectric | 51.7 | 51.7 | Electric Utility
2518 | U S Bureau of Reclamation | 152 | Davis Dam | 5 | Conventional Hydroelectric | 51.7 | 51.7 | Electric Utility
2518 | U S Bureau of Reclamation | 153 | Glen Canyon Dam | 1 | Conventional Hydroelectric | 165 | 165 | Electric Utility
2518 | U S Bureau of Reclamation | 153 | Glen Canyon Dam | 2 | Conventional Hydroelectric | 165 | 165 | Electric Utility
2518 | U S Bureau of Reclamation | 153 | Glen Canyon Dam | 3 | Conventional Hydroelectric | 165 | 165 | Electric Utility
2518 | U S Bureau of Reclamation | 153 | Glen Canyon Dam | 4 | Conventional Hydroelectric | 165 | 165 | Electric Utility
2518 | U S Bureau of Reclamation | 153 | Glen Canyon Dam | 5 | Conventional Hydroelectric | 165 | 165 | Electric Utility
2518 | U S Bureau of Reclamation | 153 | Glen Canyon Dam | 6 | Conventional Hydroelectric | 165 | 165 | Electric Utility
2518 | U S Bureau of Reclamation | 153 | Glen Canyon Dam | 7 | Conventional Hydroelectric | 157 | 157 | Electric Utility
2518 | U S Bureau of Reclamation | 153 | Glen Canyon Dam | 8 | Conventional Hydroelectric | 165 | 165 | Electric Utility
2518 | U S Bureau of Reclamation | 154 | Hoover Dam (NV) | N0 | Conventional Hydroelectric | 2.4 | 2.4 | Electric Utility
2518 | U S Bureau of Reclamation | 154 | Hoover Dam (NV) | N1 | Conventional Hydroelectric | 130 | 130 | Electric Utility
2518 | U S Bureau of Reclamation | 154 | Hoover Dam (NV) | N2 | Conventional Hydroelectric | 130 | 130 | Electric Utility
2518 | U S Bureau of Reclamation | 154 | Hoover Dam (NV) | N3 | Conventional Hydroelectric | 130 | 130 | Electric Utility
2518 | U S Bureau of Reclamation | 154 | Hoover Dam (NV) | N4 | Conventional Hydroelectric | 130 | 130 | Electric Utility
2518 | U S Bureau of Reclamation | 154 | Hoover Dam (NV) | N5 | Conventional Hydroelectric | 130 | 130 | Electric Utility
2518 | U S Bureau of Reclamation | 154 | Hoover Dam (NV) | N6 | Conventional Hydroelectric | 130 | 130 | Electric Utility
2518 | U S Bureau of Reclamation | 154 | Hoover Dam (NV) | N7 | Conventional Hydroelectric | 127 | 127 | Electric Utility
2518 | U S Bureau of Reclamation | 154 | Hoover Dam (NV) | N8 | Conventional Hydroelectric | 130 | 130 | Electric Utility
2518 | U S Bureau of Reclamation | 441 | Folsom | 1 | Conventional Hydroelectric | 66.2 | 71.7 | Electric Utility
2518 | U S Bureau of Reclamation | 441 | Folsom | 2 | Conventional Hydroelectric | 66.2 | 71.7 | Electric Utility
2518 | U S Bureau of Reclamation | 441 | Folsom | 3 | Conventional Hydroelectric | 66.2 | 71.7 | Electric Utility
2518 | U S Bureau of Reclamation | 442 | Judge F Carr | 1 | Conventional Hydroelectric | 77.2 | 88.7 | Electric Utility
2518 | U S Bureau of Reclamation | 442 | Judge F Carr | 2 | Conventional Hydroelectric | 77.2 | 88.7 | Electric Utility
2518 | U S Bureau of Reclamation | 443 | Keswick | 1 | Conventional Hydroelectric | 39 | 39 | Electric Utility
2518 | U S Bureau of Reclamation | 443 | Keswick | 2 | Conventional Hydroelectric | 39 | 39 | Electric Utility
2518 | U S Bureau of Reclamation | 443 | Keswick | 3 | Conventional Hydroelectric | 39 | 39 | Electric Utility
2518 | U S Bureau of Reclamation | 444 | Nimbus | 1 | Conventional Hydroelectric | 6.7 | 8.3 | Electric Utility
2518 | U S Bureau of Reclamation | 444 | Nimbus | 2 | Conventional Hydroelectric | 6.7 | 8.3 | Electric Utility
2518 | U S Bureau of Reclamation | 445 | Shasta | 1 | Conventional Hydroelectric | 142 | 142 | Electric Utility
2518 | U S Bureau of Reclamation | 445 | Shasta | 2 | Conventional Hydroelectric | 142 | 142 | Electric Utility
2518 | U S Bureau of Reclamation | 445 | Shasta | 3 | Conventional Hydroelectric | 142 | 142 | Electric Utility
2518 | U S Bureau of Reclamation | 445 | Shasta | 4 | Conventional Hydroelectric | 142 | 142 | Electric Utility
2518 | U S Bureau of Reclamation | 445 | Shasta | 5 | Conventional Hydroelectric | 142 | 142 | Electric Utility
2518 | U S Bureau of Reclamation | 445 | Shasta | S1 | Conventional Hydroelectric | 2 | 2 | Electric Utility
2518 | U S Bureau of Reclamation | 445 | Shasta | S2 | Conventional Hydroelectric | 2 | 2 | Electric Utility
2518 | U S Bureau of Reclamation | 446 | ONeill | 1 | Hydroelectric Pumped Storage | 4.2 | 2.4 | Electric Utility
2518 | U S Bureau of Reclamation | 446 | ONeill | 2 | Hydroelectric Pumped Storage | 4.2 | 2.4 | Electric Utility
2518 | U S Bureau of Reclamation | 446 | ONeill | 3 | Hydroelectric Pumped Storage | 4.2 | 2.4 | Electric Utility
2518 | U S Bureau of Reclamation | 446 | ONeill | 4 | Hydroelectric Pumped Storage | 4.2 | 2.4 | Electric Utility
2518 | U S Bureau of Reclamation | 446 | ONeill | 5 | Hydroelectric Pumped Storage | 4.2 | 2.4 | Electric Utility
2518 | U S Bureau of Reclamation | 446 | ONeill | 6 | Hydroelectric Pumped Storage | 4.2 | 2.4 | Electric Utility
2518 | U S Bureau of Reclamation | 447 | Parker Dam | 1 | Conventional Hydroelectric | 30 | 30 | Electric Utility
2518 | U S Bureau of Reclamation | 447 | Parker Dam | 2 | Conventional Hydroelectric | 30 | 30 | Electric Utility
2518 | U S Bureau of Reclamation | 447 | Parker Dam | 3 | Conventional Hydroelectric | 30 | 30 | Electric Utility
2518 | U S Bureau of Reclamation | 447 | Parker Dam | 4 | Conventional Hydroelectric | 30 | 30 | Electric Utility
2518 | U S Bureau of Reclamation | 450 | Spring Creek | 1 | Conventional Hydroelectric | 90 | 90 | Electric Utility
2518 | U S Bureau of Reclamation | 450 | Spring Creek | 2 | Conventional Hydroelectric | 90 | 90 | Electric Utility
2518 | U S Bureau of Reclamation | 451 | Trinity | 1 | Conventional Hydroelectric | 70 | 70 | Electric Utility
2518 | U S Bureau of Reclamation | 451 | Trinity | 2 | Conventional Hydroelectric | 70 | 70 | Electric Utility
2518 | U S Bureau of Reclamation | 505 | Boysen | 1 | Conventional Hydroelectric | 7.5 | 8.6 | Electric Utility
2518 | U S Bureau of Reclamation | 505 | Boysen | 2 | Conventional Hydroelectric | 7.5 | 8.6 | Electric Utility
2518 | U S Bureau of Reclamation | 512 | Blue Mesa | 1 | Conventional Hydroelectric | 43.2 | 43.2 | Electric Utility
2518 | U S Bureau of Reclamation | 512 | Blue Mesa | 2 | Conventional Hydroelectric | 43.2 | 43.2 | Electric Utility
2518 | U S Bureau of Reclamation | 513 | Estes | 1 | Conventional Hydroelectric | 15 | 17.2 | Electric Utility
2518 | U S Bureau of Reclamation | 513 | Estes | 2 | Conventional Hydroelectric | 15 | 17.2 | Electric Utility
2518 | U S Bureau of Reclamation | 513 | Estes | 3 | Conventional Hydroelectric | 15 | 17.2 | Electric Utility
2518 | U S Bureau of Reclamation | 514 | Morrow Point | 1 | Conventional Hydroelectric | 86.6 | 86.6 | Electric Utility
2518 | U S Bureau of Reclamation | 514 | Morrow Point | 2 | Conventional Hydroelectric | 86.6 | 86.6 | Electric Utility
2518 | U S Bureau of Reclamation | 515 | Big Thompson | 1 | Conventional Hydroelectric | 4.5 | 5.2 | Electric Utility
2518 | U S Bureau of Reclamation | 516 | Green Mountain | 1 | Conventional Hydroelectric | 13 | 13 | Electric Utility
2518 | U S Bureau of Reclamation | 516 | Green Mountain | 2 | Conventional Hydroelectric | 13 | 13 | Electric Utility
2518 | U S Bureau of Reclamation | 517 | Marys Lake | 1 | Conventional Hydroelectric | 8.1 | 9.3 | Electric Utility
2518 | U S Bureau of Reclamation | 518 | Flatiron | 1 | Conventional Hydroelectric | 43 | 43 | Electric Utility
2518 | U S Bureau of Reclamation | 518 | Flatiron | 2 | Conventional Hydroelectric | 43 | 43 | Electric Utility
2518 | U S Bureau of Reclamation | 518 | Flatiron | 3 | Hydroelectric Pumped Storage | 8.5 | 8.5 | Electric Utility
2518 | U S Bureau of Reclamation | 519 | Pole Hill | 1 | Conventional Hydroelectric | 38.2 | 38.2 | Electric Utility
2518 | U S Bureau of Reclamation | 520 | Lower Molina | 1 | Conventional Hydroelectric | 5.6 | 5.6 | Electric Utility
2518 | U S Bureau of Reclamation | 521 | Upper Molina | 1 | Conventional Hydroelectric | 9.9 | 9.9 | Electric Utility
2518 | U S Bureau of Reclamation | 674 | Pilot Butte | 1 | Conventional Hydroelectric | 0.8 | 0.8 | Electric Utility
2518 | U S Bureau of Reclamation | 674 | Pilot Butte | 2 | Conventional Hydroelectric | 0.8 | 0.8 | Electric Utility
2518 | U S Bureau of Reclamation | 850 | Palisades Dam | 1 | Conventional Hydroelectric | 44.1 | 44.1 | Electric Utility
2518 | U S Bureau of Reclamation | 850 | Palisades Dam | 2 | Conventional Hydroelectric | 44.1 | 44.1 | Electric Utility
2518 | U S Bureau of Reclamation | 850 | Palisades Dam | 3 | Conventional Hydroelectric | 44.1 | 44.1 | Electric Utility
2518 | U S Bureau of Reclamation | 850 | Palisades Dam | 4 | Conventional Hydroelectric | 44.1 | 44.1 | Electric Utility
2518 | U S Bureau of Reclamation | 2203 | Hungry Horse | 1 | Conventional Hydroelectric | 107 | 107 | Electric Utility
2518 | U S Bureau of Reclamation | 2203 | Hungry Horse | 2 | Conventional Hydroelectric | 107 | 107 | Electric Utility
2518 | U S Bureau of Reclamation | 2203 | Hungry Horse | 3 | Conventional Hydroelectric | 107 | 107 | Electric Utility
2518 | U S Bureau of Reclamation | 2203 | Hungry Horse | 4 | Conventional Hydroelectric | 107 | 107 | Electric Utility
2518 | U S Bureau of Reclamation | 2204 | Yellowtail | 1 | Conventional Hydroelectric | 62.5 | 71.8 | Electric Utility
2518 | U S Bureau of Reclamation | 2204 | Yellowtail | 2 | Conventional Hydroelectric | 62.5 | 71.8 | Electric Utility
2518 | U S Bureau of Reclamation | 2204 | Yellowtail | 3 | Conventional Hydroelectric | 62.5 | 71.8 | Electric Utility
2518 | U S Bureau of Reclamation | 2204 | Yellowtail | 4 | Conventional Hydroelectric | 62.5 | 71.8 | Electric Utility
2518 | U S Bureau of Reclamation | 4176 | Fremont Canyon | 1 | Conventional Hydroelectric | 33.4 | 33.4 | Electric Utility
2518 | U S Bureau of Reclamation | 4176 | Fremont Canyon | 2 | Conventional Hydroelectric | 33.4 | 33.4 | Electric Utility
2518 | U S Bureau of Reclamation | 4177 | Glendo | 1 | Conventional Hydroelectric | 19 | 19 | Electric Utility
2518 | U S Bureau of Reclamation | 4177 | Glendo | 2 | Conventional Hydroelectric | 19 | 19 | Electric Utility
2518 | U S Bureau of Reclamation | 4178 | Guernsey | 1 | Conventional Hydroelectric | 3.2 | 3.2 | Electric Utility
2518 | U S Bureau of Reclamation | 4178 | Guernsey | 2 | Conventional Hydroelectric | 3.2 | 3.2 | Electric Utility
2518 | U S Bureau of Reclamation | 4180 | Kortes | 1 | Conventional Hydroelectric | 12 | 12.2 | Electric Utility
2518 | U S Bureau of Reclamation | 4180 | Kortes | 2 | Conventional Hydroelectric | 12 | 12.2 | Electric Utility
2518 | U S Bureau of Reclamation | 4180 | Kortes | 3 | Conventional Hydroelectric | 12 | 12.2 | Electric Utility
2518 | U S Bureau of Reclamation | 4182 | Seminoe | 1 | Conventional Hydroelectric | 17.2 | 17.2 | Electric Utility
2518 | U S Bureau of Reclamation | 4182 | Seminoe | 2 | Conventional Hydroelectric | 17.2 | 17.2 | Electric Utility
2518 | U S Bureau of Reclamation | 4182 | Seminoe | 3 | Conventional Hydroelectric | 17.2 | 17.2 | Electric Utility
2518 | U S Bureau of Reclamation | 4183 | Shoshone (WY) | 1 | Conventional Hydroelectric | 3 | 3 | Electric Utility
2518 | U S Bureau of Reclamation | 4185 | Fontenelle | 1 | Conventional Hydroelectric | 10 | 11.2 | Electric Utility
2518 | U S Bureau of Reclamation | 6158 | New Melones | 1 | Conventional Hydroelectric | 150 | 191 | Electric Utility
2518 | U S Bureau of Reclamation | 6158 | New Melones | 2 | Conventional Hydroelectric | 150 | 191 | Electric Utility
2518 | U S Bureau of Reclamation | 6159 | Crystal | 1 | Conventional Hydroelectric | 28 | 35 | Electric Utility
2518 | U S Bureau of Reclamation | 6163 | Grand Coulee | 1 | Conventional Hydroelectric | 125 | 125 | Electric Utility
2518 | U S Bureau of Reclamation | 6163 | Grand Coulee | 10 | Conventional Hydroelectric | 125 | 125 | Electric Utility
2518 | U S Bureau of Reclamation | 6163 | Grand Coulee | 11 | Conventional Hydroelectric | 125 | 125 | Electric Utility
2518 | U S Bureau of Reclamation | 6163 | Grand Coulee | 12 | Conventional Hydroelectric | 125 | 125 | Electric Utility
2518 | U S Bureau of Reclamation | 6163 | Grand Coulee | 13 | Conventional Hydroelectric | 125 | 125 | Electric Utility
2518 | U S Bureau of Reclamation | 6163 | Grand Coulee | 14 | Conventional Hydroelectric | 125 | 125 | Electric Utility
2518 | U S Bureau of Reclamation | 6163 | Grand Coulee | 15 | Conventional Hydroelectric | 125 | 125 | Electric Utility
2518 | U S Bureau of Reclamation | 6163 | Grand Coulee | 16 | Conventional Hydroelectric | 125 | 125 | Electric Utility
2518 | U S Bureau of Reclamation | 6163 | Grand Coulee | 17 | Conventional Hydroelectric | 125 | 125 | Electric Utility
2518 | U S Bureau of Reclamation | 6163 | Grand Coulee | 18 | Conventional Hydroelectric | 125 | 125 | Electric Utility
2518 | U S Bureau of Reclamation | 6163 | Grand Coulee | 19 | Conventional Hydroelectric | 600 | 690 | Electric Utility
2518 | U S Bureau of Reclamation | 6163 | Grand Coulee | 2 | Conventional Hydroelectric | 125 | 125 | Electric Utility
2518 | U S Bureau of Reclamation | 6163 | Grand Coulee | 20 | Conventional Hydroelectric | 600 | 690 | Electric Utility
2518 | U S Bureau of Reclamation | 6163 | Grand Coulee | 21 | Conventional Hydroelectric | 600 | 690 | Electric Utility
2518 | U S Bureau of Reclamation | 6163 | Grand Coulee | 22 | Conventional Hydroelectric | 805 | 805 | Electric Utility
2518 | U S Bureau of Reclamation | 6163 | Grand Coulee | 23 | Conventional Hydroelectric | 805 | 805 | Electric Utility
2518 | U S Bureau of Reclamation | 6163 | Grand Coulee | 24 | Conventional Hydroelectric | 805 | 805 | Electric Utility
2518 | U S Bureau of Reclamation | 6163 | Grand Coulee | 3 | Conventional Hydroelectric | 125 | 125 | Electric Utility
2518 | U S Bureau of Reclamation | 6163 | Grand Coulee | 4 | Conventional Hydroelectric | 125 | 125 | Electric Utility
2518 | U S Bureau of Reclamation | 6163 | Grand Coulee | 5 | Conventional Hydroelectric | 125 | 125 | Electric Utility
2518 | U S Bureau of Reclamation | 6163 | Grand Coulee | 6 | Conventional Hydroelectric | 125 | 125 | Electric Utility
2518 | U S Bureau of Reclamation | 6163 | Grand Coulee | 7 | Conventional Hydroelectric | 125 | 125 | Electric Utility
2518 | U S Bureau of Reclamation | 6163 | Grand Coulee | 8 | Conventional Hydroelectric | 125 | 125 | Electric Utility
2518 | U S Bureau of Reclamation | 6163 | Grand Coulee | 9 | Conventional Hydroelectric | 125 | 125 | Electric Utility
2518 | U S Bureau of Reclamation | 6163 | Grand Coulee | LS1 | Conventional Hydroelectric | 10 | 10 | Electric Utility
2518 | U S Bureau of Reclamation | 6163 | Grand Coulee | LS2 | Conventional Hydroelectric | 10 | 10 | Electric Utility
2518 | U S Bureau of Reclamation | 6163 | Grand Coulee | LS3 | Conventional Hydroelectric | 10 | 10 | Electric Utility
2518 | U S Bureau of Reclamation | 6163 | Grand Coulee | PG10 | Hydroelectric Pumped Storage | 53.5 | 53.5 | Electric Utility
2518 | U S Bureau of Reclamation | 6163 | Grand Coulee | PG11 | Hydroelectric Pumped Storage | 53.5 | 53.5 | Electric Utility
2518 | U S Bureau of Reclamation | 6163 | Grand Coulee | PG12 | Hydroelectric Pumped Storage | 53.5 | 53.5 | Electric Utility
2518 | U S Bureau of Reclamation | 6163 | Grand Coulee | PG7 | Hydroelectric Pumped Storage | 50 | 50 | Electric Utility
2518 | U S Bureau of Reclamation | 6163 | Grand Coulee | PG8 | Hydroelectric Pumped Storage | 50 | 50 | Electric Utility
2518 | U S Bureau of Reclamation | 6163 | Grand Coulee | PG9 | Hydroelectric Pumped Storage | 53.5 | 53.5 | Electric Utility
2518 | U S Bureau of Reclamation | 6208 | Mount Elbert | 1 | Hydroelectric Pumped Storage | 100 | 115 | Electric Utility
2518 | U S Bureau of Reclamation | 6208 | Mount Elbert | 2 | Hydroelectric Pumped Storage | 100 | 115 | Electric Utility
2518 | U S Bureau of Reclamation | 6395 | Anderson Ranch | 1 | Conventional Hydroelectric | 20 | 20 | Electric Utility
2518 | U S Bureau of Reclamation | 6395 | Anderson Ranch | 2 | Conventional Hydroelectric | 20 | 20 | Electric Utility
2518 | U S Bureau of Reclamation | 6396 | Black Canyon | 1 | Conventional Hydroelectric | 5.1 | 5.1 | Electric Utility
2518 | U S Bureau of Reclamation | 6396 | Black Canyon | 2 | Conventional Hydroelectric | 5.1 | 5.1 | Electric Utility
2518 | U S Bureau of Reclamation | 6397 | Boise R Diversion | 1A | Conventional Hydroelectric | 1.1 | 1.1 | Electric Utility
2518 | U S Bureau of Reclamation | 6397 | Boise R Diversion | 2A | Conventional Hydroelectric | 1.1 | 1.1 | Electric Utility
2518 | U S Bureau of Reclamation | 6397 | Boise R Diversion | 3A | Conventional Hydroelectric | 1.1 | 1.1 | Electric Utility
2518 | U S Bureau of Reclamation | 6398 | Minidoka | 6 | Conventional Hydroelectric | 2.7 | 2.7 | Electric Utility
2518 | U S Bureau of Reclamation | 6398 | Minidoka | 7 | Conventional Hydroelectric | 5 | 5 | Electric Utility
2518 | U S Bureau of Reclamation | 6398 | Minidoka | 8 | Conventional Hydroelectric | 10 | 10 | Electric Utility
2518 | U S Bureau of Reclamation | 6398 | Minidoka | 9 | Conventional Hydroelectric | 10 | 10 | Electric Utility
2518 | U S Bureau of Reclamation | 6400 | Canyon Ferry | 1 | Conventional Hydroelectric | 16.6 | 19.2 | Electric Utility
2518 | U S Bureau of Reclamation | 6400 | Canyon Ferry | 2 | Conventional Hydroelectric | 16.6 | 19.2 | Electric Utility
2518 | U S Bureau of Reclamation | 6400 | Canyon Ferry | 3 | Conventional Hydroelectric | 16.6 | 19.2 | Electric Utility
2518 | U S Bureau of Reclamation | 6402 | Elephant Butte | 1 | Conventional Hydroelectric | 9.3 | 9.3 | Electric Utility
2518 | U S Bureau of Reclamation | 6402 | Elephant Butte | 2 | Conventional Hydroelectric | 9.3 | 9.3 | Electric Utility
2518 | U S Bureau of Reclamation | 6402 | Elephant Butte | 3 | Conventional Hydroelectric | 9.3 | 9.3 | Electric Utility
2518 | U S Bureau of Reclamation | 6403 | Green Springs | 1 | Conventional Hydroelectric | 17.2 | 17.2 | Electric Utility
2518 | U S Bureau of Reclamation | 6404 | Deer Creek (UT) | 1 | Conventional Hydroelectric | 2.4 | 2.7 | Electric Utility
2518 | U S Bureau of Reclamation | 6404 | Deer Creek (UT) | 2 | Conventional Hydroelectric | 2.4 | 2.7 | Electric Utility
2518 | U S Bureau of Reclamation | 6405 | Flaming Gorge | 1 | Conventional Hydroelectric | 50.6 | 50.6 | Electric Utility
2518 | U S Bureau of Reclamation | 6405 | Flaming Gorge | 2 | Conventional Hydroelectric | 50.6 | 50.6 | Electric Utility
2518 | U S Bureau of Reclamation | 6405 | Flaming Gorge | 3 | Conventional Hydroelectric | 50.6 | 50.6 | Electric Utility
2518 | U S Bureau of Reclamation | 6406 | Chandler | 1 | Conventional Hydroelectric | 6 | 6 | Electric Utility
2518 | U S Bureau of Reclamation | 6406 | Chandler | 2 | Conventional Hydroelectric | 6 | 6 | Electric Utility
2518 | U S Bureau of Reclamation | 6407 | Roza | 1 | Conventional Hydroelectric | 12.9 | 12.9 | Electric Utility
2518 | U S Bureau of Reclamation | 6408 | Heart Mountain | 1 | Conventional Hydroelectric | 5 | 5 | Electric Utility
2518 | U S Bureau of Reclamation | 6409 | Alcova | 1 | Conventional Hydroelectric | 20.7 | 20.7 | Electric Utility
2518 | U S Bureau of Reclamation | 6409 | Alcova | 2 | Conventional Hydroelectric | 20.7 | 20.7 | Electric Utility
2518 | U S Bureau of Reclamation | 7066 | Stampede | 1 | Conventional Hydroelectric | 3 | 3 | Electric Utility
2518 | U S Bureau of Reclamation | 7066 | Stampede | 2 | Conventional Hydroelectric | 0.6 | 0.6 | Electric Utility
2518 | U S Bureau of Reclamation | 7317 | Buffalo Bill | 1 | Conventional Hydroelectric | 6 | 6 | Electric Utility
2518 | U S Bureau of Reclamation | 7317 | Buffalo Bill | 2 | Conventional Hydroelectric | 6 | 6 | Electric Utility
2518 | U S Bureau of Reclamation | 7317 | Buffalo Bill | 3 | Conventional Hydroelectric | 6 | 6 | Electric Utility
2518 | U S Bureau of Reclamation | 7372 | McPhee | 1 | Conventional Hydroelectric | 1.2 | 1.2 | Electric Utility
2518 | U S Bureau of Reclamation | 7373 | Towaoc | 1 | Conventional Hydroelectric | 11.4 | 11.4 | Electric Utility
2518 | U S Bureau of Reclamation | 7541 | Spirit Mountain | 1 | Conventional Hydroelectric | 4.5 | 4.5 | Electric Utility
2518 | U S Bureau of Reclamation | 8902 | Hoover Dam (AZ) | A0 | Conventional Hydroelectric | 2.4 | 2.7 | Electric Utility
2518 | U S Bureau of Reclamation | 8902 | Hoover Dam (AZ) | A1 | Conventional Hydroelectric | 130 | 130 | Electric Utility
2518 | U S Bureau of Reclamation | 8902 | Hoover Dam (AZ) | A2 | Conventional Hydroelectric | 130 | 130 | Electric Utility
2518 | U S Bureau of Reclamation | 8902 | Hoover Dam (AZ) | A3 | Conventional Hydroelectric | 130 | 130 | Electric Utility
2518 | U S Bureau of Reclamation | 8902 | Hoover Dam (AZ) | A4 | Conventional Hydroelectric | 130 | 130 | Electric Utility
2518 | U S Bureau of Reclamation | 8902 | Hoover Dam (AZ) | A5 | Conventional Hydroelectric | 127 | 127 | Electric Utility
2518 | U S Bureau of Reclamation | 8902 | Hoover Dam (AZ) | A6 | Conventional Hydroelectric | 130 | 130 | Electric Utility
2518 | U S Bureau of Reclamation | 8902 | Hoover Dam (AZ) | A7 | Conventional Hydroelectric | 130 | 130 | Electric Utility
2518 | U S Bureau of Reclamation | 8902 | Hoover Dam (AZ) | A8 | Conventional Hydroelectric | 61.5 | 61.5 | Electric Utility
2518 | U S Bureau of Reclamation | 8902 | Hoover Dam (AZ) | A9 | Conventional Hydroelectric | 68.5 | 68.5 | Electric Utility
2522 | Buckeye Florida Ltd Partners | 50466 | Buckeye Florida LP | GEN2 | Wood/Wood Waste Biomass | 8.2 | 7.7 | Industrial CHP
2522 | Buckeye Florida Ltd Partners | 50466 | Buckeye Florida LP | GEN3 | Wood/Wood Waste Biomass | 10.4 | 9.4 | Industrial CHP
2522 | Buckeye Florida Ltd Partners | 50466 | Buckeye Florida LP | GEN4 | Wood/Wood Waste Biomass | 14.8 | 10.5 | Industrial CHP
2522 | Buckeye Florida Ltd Partners | 50466 | Buckeye Florida LP | GEN5 | Wood/Wood Waste Biomass | 11 | 9.2 | Industrial CHP
2522 | Buckeye Florida Ltd Partners | 50466 | Buckeye Florida LP | GEN6 | Wood/Wood Waste Biomass | 25 | 7.1 | Industrial CHP
2547 | City of Burlingame - (KS) | 1265 | Burlingame | 1 | Natural Gas Internal Combustion Engine | 1.1 | 1 | Electric Utility
2547 | City of Burlingame - (KS) | 1265 | Burlingame | 3 | Natural Gas Internal Combustion Engine | 0.9 | 0.8 | Electric Utility
2547 | City of Burlingame - (KS) | 1265 | Burlingame | 4 | Natural Gas Internal Combustion Engine | 1.1 | 1 | Electric Utility
2547 | City of Burlingame - (KS) | 1265 | Burlingame | 5 | Natural Gas Internal Combustion Engine | 0.9 | 0.8 | Electric Utility
2548 | City of Burlington Electric - (VT) | 589 | J C McNeil | 1 | Wood/Wood Waste Biomass | 59.5 | 52 | Electric Utility
2548 | City of Burlington Electric - (VT) | 3754 | Burlington GT | GT1 | Petroleum Liquids | 25.5 | 19.7 | Electric Utility
2548 | City of Burlington Electric - (VT) | 54355 | Chace Mill Winooski One | GEN1 | Conventional Hydroelectric | 2.5 | 2.5 | Electric Utility
2548 | City of Burlington Electric - (VT) | 54355 | Chace Mill Winooski One | GEN2 | Conventional Hydroelectric | 2.5 | 2.5 | Electric Utility
2548 | City of Burlington Electric - (VT) | 54355 | Chace Mill Winooski One | GEN3 | Conventional Hydroelectric | 2.5 | 2.5 | Electric Utility
2551 | City of Burlington - (KS) | 1266 | Burlington (KS) | 1A | Petroleum Liquids | 2 | 2 | Electric Utility
2551 | City of Burlington - (KS) | 1266 | Burlington (KS) | 2 | Natural Gas Internal Combustion Engine | 1.3 | 1.3 | Electric Utility
2551 | City of Burlington - (KS) | 1266 | Burlington (KS) | 4A | Natural Gas Internal Combustion Engine | 2.3 | 2.3 | Electric Utility
2551 | City of Burlington - (KS) | 1266 | Burlington (KS) | 5 | Natural Gas Internal Combustion Engine | 1 | 1 | Electric Utility
2551 | City of Burlington - (KS) | 1266 | Burlington (KS) | IC6 | Natural Gas Internal Combustion Engine | 4.8 | 4.8 | Electric Utility
2565 | North American Energy Services | 10652 | Burney Forest Products | GEN1 | Wood/Wood Waste Biomass | 31 | 31 | IPP CHP
2598 | Burrows Paper Corp | 50652 | Lyonsdale Associates | GEN1 | Conventional Hydroelectric | 1.5 | 1.5 | IPP Non-CHP
2598 | Burrows Paper Corp | 50652 | Lyonsdale Associates | GEN2 | Conventional Hydroelectric | 1.5 | 1.5 | IPP Non-CHP
2609 | City of Burwell - (NE) | 2222 | Burwell | 1 | Petroleum Liquids | 1.3 | 1.4 | Electric Utility
2609 | City of Burwell - (NE) | 2222 | Burwell | 2 | Petroleum Liquids | 1.1 | 1.1 | Electric Utility
2609 | City of Burwell - (NE) | 2222 | Burwell | 3 | Petroleum Liquids | 0.9 | 0.9 | Electric Utility
2609 | City of Burwell - (NE) | 2222 | Burwell | 4 | Petroleum Liquids | 0.6 | 0.7 | Electric Utility
2634 | City of Bushnell - (IL) | 935 | Bushnell | 1 | Petroleum Liquids | 0.2 | 0.2 | Electric Utility
2634 | City of Bushnell - (IL) | 935 | Bushnell | 2 | Petroleum Liquids | 0.2 | 0.2 | Electric Utility
2634 | City of Bushnell - (IL) | 935 | Bushnell | 3 | Petroleum Liquids | 2.2 | 2.2 | Electric Utility
2634 | City of Bushnell - (IL) | 935 | Bushnell | 4 | Petroleum Liquids | 2.2 | 2.2 | Electric Utility
2634 | City of Bushnell - (IL) | 935 | Bushnell | 5 | Petroleum Liquids | 1 | 1 | Electric Utility
2634 | City of Bushnell - (IL) | 935 | Bushnell | 6 | Petroleum Liquids | 2.5 | 2.5 | Electric Utility
2634 | City of Bushnell - (IL) | 935 | Bushnell | 7 | Petroleum Liquids | 2.5 | 2.5 | Electric Utility
2647 | City of Butler - (MO) | 2115 | Butler | 3 | Petroleum Liquids | 0.8 | 0.6 | Electric Utility
2647 | City of Butler - (MO) | 2115 | Butler | 4 | Petroleum Liquids | 1.4 | 1 | Electric Utility
2647 | City of Butler - (MO) | 2115 | Butler | 5 | Petroleum Liquids | 1.4 | 1 | Electric Utility
2647 | City of Butler - (MO) | 2115 | Butler | IC6 | Petroleum Liquids | 1.5 | 1 | Electric Utility
2647 | City of Butler - (MO) | 2115 | Butler | NG1 | Petroleum Liquids | 2 | 1.8 | Electric Utility
2647 | City of Butler - (MO) | 2115 | Butler | NG2 | Petroleum Liquids | 2 | 1.8 | Electric Utility
2647 | City of Butler - (MO) | 2115 | Butler | SG1 | Petroleum Liquids | 2 | 1.8 | Electric Utility
2647 | City of Butler - (MO) | 2115 | Butler | SG2 | Petroleum Liquids | 2 | 1.8 | Electric Utility
2670 | Sherwin Alumina Company | 54291 | Sherwin Alumina | 1 | All Other | 6 | 6 | Industrial CHP
2670 | Sherwin Alumina Company | 54291 | Sherwin Alumina | 2 | All Other | 6 | 6 | Industrial CHP
2670 | Sherwin Alumina Company | 54291 | Sherwin Alumina | 3 | All Other | 6 | 6 | Industrial CHP
2670 | Sherwin Alumina Company | 54291 | Sherwin Alumina | 4 | All Other | 6 | 6 | Industrial CHP
2671 | Baconton Power LLC | 55304 | Baconton Power Plant | CT1 | Natural Gas Fired Combustion Turbine | 60.5 | 49 | IPP Non-CHP
2671 | Baconton Power LLC | 55304 | Baconton Power Plant | CT4 | Natural Gas Fired Combustion Turbine | 60.5 | 49 | IPP Non-CHP
2671 | Baconton Power LLC | 55304 | Baconton Power Plant | CT5 | Natural Gas Fired Combustion Turbine | 60.5 | 49 | IPP Non-CHP
2671 | Baconton Power LLC | 55304 | Baconton Power Plant | CT6 | Natural Gas Fired Combustion Turbine | 60.5 | 49 | IPP Non-CHP
2674 | Tesoro Refining & Marketing Company LLC | 10601 | Tesoro Wilmington Calciner | GEN1 | All Other | 34 | 30.7 | Industrial CHP
2696 | Tesoro Carson Refinery | 50540 | BP Carson Refinery | GEN1 | Other Gases | 12 | 6.5 | Industrial Non-CHP
2696 | Tesoro Carson Refinery | 50540 | BP Carson Refinery | GEN2 | Natural Gas Steam Turbine | 1.5 | 1.5 | Industrial Non-CHP
2719 | CalWind Resources Inc | 10191 | Tehachapi Wind Resource I | EXIS | Onshore Wind Turbine | 8.7 | 8.7 | IPP Non-CHP
2719 | CalWind Resources Inc | 54909 | Tehachapi Wind Resource II | EXI2 | Onshore Wind Turbine | 8.3 | 8.3 | IPP Non-CHP
2719 | CalWind Resources Inc | 54909 | Tehachapi Wind Resource II | EXIS | Onshore Wind Turbine | 13.6 | 13.6 | IPP Non-CHP
2769 | Cargill Inc | 54965 | Cargill Salt | ACTG | Conventional Steam Coal | 2 | 2 | Industrial CHP
2770 | Terra-Gen Operating Co LLC | 10586 | Cameron Ridge LLC | EXIS | Onshore Wind Turbine | 59.6 | 59.6 | IPP Non-CHP
2770 | Terra-Gen Operating Co LLC | 10597 | Ridgetop Energy LLC | WGN1 | Onshore Wind Turbine | 29 | 29 | IPP Non-CHP
2770 | Terra-Gen Operating Co LLC | 50690 | San Gorgonio Westwinds II LLC | GEN1 | Onshore Wind Turbine | 43.4 | 43.4 | IPP Non-CHP
2770 | Terra-Gen Operating Co LLC | 50821 | Mojave 16 | GEN1 | Onshore Wind Turbine | 30 | 30 | IPP Non-CHP
2770 | Terra-Gen Operating Co LLC | 50822 | Mojave 17 | GEN1 | Onshore Wind Turbine | 25 | 25 | IPP Non-CHP
2770 | Terra-Gen Operating Co LLC | 50823 | Mojave 18 | GEN1 | Onshore Wind Turbine | 30 | 30 | IPP Non-CHP
2770 | Terra-Gen Operating Co LLC | 52160 | Victory Garden Phase IV LLC | WGNS | Onshore Wind Turbine | 22 | 22 | IPP Non-CHP
2770 | Terra-Gen Operating Co LLC | 52161 | Terra-Gen 251 Wind LLC | WGNS | Onshore Wind Turbine | 18.4 | 18.4 | IPP Non-CHP
2770 | Terra-Gen Operating Co LLC | 54647 | TPC Windfarms LLC | EXIS | Onshore Wind Turbine | 28.7 | 28.7 | IPP Non-CHP
2770 | Terra-Gen Operating Co LLC | 54931 | Ridgetop | WGN1 | Onshore Wind Turbine | 46.8 | 46.9 | IPP Non-CHP
2770 | Terra-Gen Operating Co LLC | 54979 | Big Spring Wind Power Facility | WIND | Onshore Wind Turbine | 34.3 | 34.3 | IPP Non-CHP
2770 | Terra-Gen Operating Co LLC | 55608 | Foote Creek II | GEN1 | Onshore Wind Turbine | 1.8 | 1.8 | IPP Non-CHP
2770 | Terra-Gen Operating Co LLC | 55609 | Foote Creek III | GEN1 | Onshore Wind Turbine | 24.8 | 24.8 | IPP Non-CHP
2770 | Terra-Gen Operating Co LLC | 55610 | Foote Creek IV | GEN1 | Onshore Wind Turbine | 16.8 | 16.8 | IPP Non-CHP
2770 | Terra-Gen Operating Co LLC | 56570 | Terra-Gen VG Wind LLC | WGNS | Onshore Wind Turbine | 7.4 | 7.4 | IPP Non-CHP
2770 | Terra-Gen Operating Co LLC | 57282 | Alta Wind Energy Center I | AW01 | Onshore Wind Turbine | 150 | 150 | IPP Non-CHP
2770 | Terra-Gen Operating Co LLC | 57291 | Alta Wind Energy Center II | AW02 | Onshore Wind Turbine | 150 | 150 | IPP Non-CHP
2770 | Terra-Gen Operating Co LLC | 57292 | Alta Wind Energy Center III | AW03 | Onshore Wind Turbine | 150 | 150 | IPP Non-CHP
2770 | Terra-Gen Operating Co LLC | 57293 | Alta Wind Energy Center IV | AW04 | Onshore Wind Turbine | 102 | 102 | IPP Non-CHP
2770 | Terra-Gen Operating Co LLC | 57294 | Alta Wind Energy Center V | AW05 | Onshore Wind Turbine | 168 | 168 | IPP Non-CHP
2770 | Terra-Gen Operating Co LLC | 58394 | Alta Wind X | AW10 | Onshore Wind Turbine | 138 | 138 | IPP Non-CHP
2770 | Terra-Gen Operating Co LLC | 58395 | Alta Wind XI | AW11 | Onshore Wind Turbine | 90 | 90 | IPP Non-CHP
2782 | Terra-Gen Operating Company | 10287 | Beowawe Power | GEN1 | Geothermal | 17 | 12.8 | IPP Non-CHP
2782 | Terra-Gen Operating Company | 10287 | Beowawe Power | GEN2 | Geothermal | 3.6 | 1.3 | IPP Non-CHP
2782 | Terra-Gen Operating Company | 52015 | Terra-Gen Dixie Valley | GEN1 | Geothermal | 60.5 | 56 | IPP Non-CHP
2799 | Calpine Corp - Metcalf Energy Center | 55393 | Metcalf Energy Center | CTG1 | Natural Gas Fired Combined Cycle | 200 | 172 | IPP Non-CHP
2799 | Calpine Corp - Metcalf Energy Center | 55393 | Metcalf Energy Center | CTG2 | Natural Gas Fired Combined Cycle | 200 | 172 | IPP Non-CHP
2799 | Calpine Corp - Metcalf Energy Center | 55393 | Metcalf Energy Center | STG1 | Natural Gas Fired Combined Cycle | 235 | 202.1 | IPP Non-CHP
2806 | California Dept of Corrections | 54936 | Richard J Donovan Correctional Facility | 03 | Natural Gas Fired Combustion Turbine | 2.6 | 2.2 | Commercial CHP
2820 | Calpine Corp - Pastoria Energy Center | 55656 | Pastoria Energy Facility, LLC | CT01 | Natural Gas Fired Combined Cycle | 168 | 156 | IPP Non-CHP
2820 | Calpine Corp - Pastoria Energy Center | 55656 | Pastoria Energy Facility, LLC | CT02 | Natural Gas Fired Combined Cycle | 168 | 156 | IPP Non-CHP
2820 | Calpine Corp - Pastoria Energy Center | 55656 | Pastoria Energy Facility, LLC | CT04 | Natural Gas Fired Combined Cycle | 168 | 156 | IPP Non-CHP
2820 | Calpine Corp - Pastoria Energy Center | 55656 | Pastoria Energy Facility, LLC | ST03 | Natural Gas Fired Combined Cycle | 185 | 169 | IPP Non-CHP
2820 | Calpine Corp - Pastoria Energy Center | 55656 | Pastoria Energy Facility, LLC | ST05 | Natural Gas Fired Combined Cycle | 90 | 87 | IPP Non-CHP
2836 | BP America Inc | 50722 | BP Naperville Cogeneration Facility | GEN1 | Natural Gas Fired Combustion Turbine | 8.3 | 7 | Industrial CHP
2838 | Baytown Energy Center LLC | 55327 | Baytown Energy Center | CTG1 | Natural Gas Fired Combined Cycle | 210 | 165 | IPP CHP
2838 | Baytown Energy Center LLC | 55327 | Baytown Energy Center | CTG2 | Natural Gas Fired Combined Cycle | 214.8 | 165 | IPP CHP
2838 | Baytown Energy Center LLC | 55327 | Baytown Energy Center | CTG3 | Natural Gas Fired Combined Cycle | 214.8 | 165 | IPP CHP
2838 | Baytown Energy Center LLC | 55327 | Baytown Energy Center | STG1 | Natural Gas Fired Combined Cycle | 275 | 275 | IPP CHP
2843 | Los Medanos Energy Center LLC | 55217 | Los Medanos Energy Center | CTG1 | Natural Gas Fired Combined Cycle | 198.9 | 165 | IPP CHP
2843 | Los Medanos Energy Center LLC | 55217 | Los Medanos Energy Center | CTG2 | Natural Gas Fired Combined Cycle | 198.9 | 165 | IPP CHP
2843 | Los Medanos Energy Center LLC | 55217 | Los Medanos Energy Center | STG3 | Natural Gas Fired Combined Cycle | 280.5 | 237 | IPP CHP
2844 | Department of the Navy | 50963 | Naval Hospital Medical Center | 4TG | Natural Gas Fired Combustion Turbine | 5.3 | 4.4 | Commercial CHP
2848 | California Institute-Technolgy | 10262 | California Institute of Technology | GEN6 | Natural Gas Fired Combined Cycle | 10.5 | 9 | Commercial CHP
2848 | California Institute-Technolgy | 10262 | California Institute of Technology | GEN7 | Natural Gas Fired Combined Cycle | 2.5 | 2.1 | Commercial CHP
2850 | Central Arizona Water Conservation Dist | 7164 | Waddell | PG3 | Hydroelectric Pumped Storage | 10 | 10 | Electric Utility
2850 | Central Arizona Water Conservation Dist | 7164 | Waddell | PG6 | Hydroelectric Pumped Storage | 10 | 10 | Electric Utility
2850 | Central Arizona Water Conservation Dist | 7164 | Waddell | PG7 | Hydroelectric Pumped Storage | 10 | 10 | Electric Utility
2850 | Central Arizona Water Conservation Dist | 7164 | Waddell | PS1 | Hydroelectric Pumped Storage | 10 | 10 | Electric Utility
2860 | Los Esteros Critical Energy Facility LLC | 55748 | Los Esteros Critical Energy Center | CAG5 | Natural Gas Fired Combined Cycle | 126.1 | 126.1 | IPP Non-CHP
2860 | Los Esteros Critical Energy Facility LLC | 55748 | Los Esteros Critical Energy Center | CTG1 | Natural Gas Fired Combined Cycle | 45 | 45 | IPP Non-CHP
2860 | Los Esteros Critical Energy Facility LLC | 55748 | Los Esteros Critical Energy Center | CTG2 | Natural Gas Fired Combined Cycle | 45 | 45 | IPP Non-CHP
2860 | Los Esteros Critical Energy Facility LLC | 55748 | Los Esteros Critical Energy Center | CTG3 | Natural Gas Fired Combined Cycle | 45 | 45 | IPP Non-CHP
2860 | Los Esteros Critical Energy Facility LLC | 55748 | Los Esteros Critical Energy Center | CTG4 | Natural Gas Fired Combined Cycle | 45 | 45 | IPP Non-CHP
2865 | Calpine Corp-King City | 55811 | King City Peaking | CTG1 | Natural Gas Fired Combustion Turbine | 47.3 | 44 | IPP Non-CHP
2867 | Calpine Corp-Yuba City | 10349 | Greenleaf 2 Power Plant | GEN1 | Natural Gas Fired Combustion Turbine | 49.5 | 49.5 | IPP CHP
2867 | Calpine Corp-Yuba City | 10350 | Greenleaf 1 Power Plant | GEN1 | Natural Gas Fired Combined Cycle | 46 | 42 | IPP CHP
2867 | Calpine Corp-Yuba City | 10350 | Greenleaf 1 Power Plant | GEN2 | Natural Gas Fired Combined Cycle | 20 | 8 | IPP CHP
2867 | Calpine Corp-Yuba City | 55813 | Yuba City Energy Center | CTG1 | Natural Gas Fired Combustion Turbine | 47.3 | 45 | IPP Non-CHP
2867 | Calpine Corp-Yuba City | 55847 | Feather River Energy Center | CTG1 | Natural Gas Fired Combustion Turbine | 47 | 45 | IPP Non-CHP
2871 | OLS Energy-Agnews Inc. | 50748 | Agnews Power Plant | GEN1 | Natural Gas Fired Combined Cycle | 24.4 | 24.4 | IPP Non-CHP
2871 | OLS Energy-Agnews Inc. | 50748 | Agnews Power Plant | GEN2 | Natural Gas Fired Combined Cycle | 7.6 | 7.3 | IPP Non-CHP
2872 | Auburndale Peaker Energy Center LLC | 55833 | Auburndale Peaker Energy Center | CTP | Natural Gas Fired Combustion Turbine | 130.1 | 117 | IPP Non-CHP
2874 | Gilroy Energy Center for Riverview | 55963 | Riverview Energy Center | CTG1 | Natural Gas Fired Combustion Turbine | 47 | 46.1 | IPP Non-CHP
2876 | Calvert Cliffs Nuclear PP LLC | 6011 | Calvert Cliffs Nuclear Power Plant | 1 | Nuclear | 918 | 866 | IPP Non-CHP
2876 | Calvert Cliffs Nuclear PP LLC | 6011 | Calvert Cliffs Nuclear Power Plant | 2 | Nuclear | 910.7 | 841.8 | IPP Non-CHP
2877 | Calpine Corp-Magic Valley | 55123 | Magic Valley Generating Station | CTG1 | Natural Gas Fired Combined Cycle | 267 | 221 | IPP Non-CHP
2877 | Calpine Corp-Magic Valley | 55123 | Magic Valley Generating Station | CTG2 | Natural Gas Fired Combined Cycle | 267 | 221 | IPP Non-CHP
2877 | Calpine Corp-Magic Valley | 55123 | Magic Valley Generating Station | STG | Natural Gas Fired Combined Cycle | 267 | 240 | IPP Non-CHP
2884 | Cambria CoGen Co | 10641 | Cambria Cogen | GEN1 | Conventional Steam Coal | 98 | 87.5 | IPP CHP
2888 | City of Cambridge - (NE) | 2223 | Cambridge | CAT1 | Petroleum Liquids | 2 | 2 | Electric Utility
2888 | City of Cambridge - (NE) | 2223 | Cambridge | CAT2 | Petroleum Liquids | 2 | 2 | Electric Utility
2891 | Westbrook Energy Center | 55294 | Westbrook Energy Center Power Plant | GTG1 | Natural Gas Fired Combined Cycle | 184.2 | 160.5 | IPP Non-CHP
2891 | Westbrook Energy Center | 55294 | Westbrook Energy Center Power Plant | GTG2 | Natural Gas Fired Combined Cycle | 184.2 | 160.5 | IPP Non-CHP
2891 | Westbrook Energy Center | 55294 | Westbrook Energy Center Power Plant | STG3 | Natural Gas Fired Combined Cycle | 195.5 | 185 | IPP Non-CHP
2897 | Oneta Power LLC | 55225 | Oneta Energy Center | CTG1 | Natural Gas Fired Combined Cycle | 176 | 149.3 | IPP Non-CHP
2897 | Oneta Power LLC | 55225 | Oneta Energy Center | CTG2 | Natural Gas Fired Combined Cycle | 176 | 149.3 | IPP Non-CHP
2897 | Oneta Power LLC | 55225 | Oneta Energy Center | CTG3 | Natural Gas Fired Combined Cycle | 176 | 149.3 | IPP Non-CHP
2897 | Oneta Power LLC | 55225 | Oneta Energy Center | CTG4 | Natural Gas Fired Combined Cycle | 176 | 149.3 | IPP Non-CHP
2897 | Oneta Power LLC | 55225 | Oneta Energy Center | STG1 | Natural Gas Fired Combined Cycle | 255 | 244.6 | IPP Non-CHP
2897 | Oneta Power LLC | 55225 | Oneta Energy Center | STG2 | Natural Gas Fired Combined Cycle | 255 | 244.6 | IPP Non-CHP
2929 | Decatur Energy Center LLC | 55292 | Decatur Energy Center | CTG1 | Natural Gas Fired Combined Cycle | 210.8 | 155 | IPP Non-CHP
2929 | Decatur Energy Center LLC | 55292 | Decatur Energy Center | CTG2 | Natural Gas Fired Combined Cycle | 210.8 | 155 | IPP Non-CHP
2929 | Decatur Energy Center LLC | 55292 | Decatur Energy Center | CTG3 | Natural Gas Fired Combined Cycle | 210.8 | 155 | IPP Non-CHP
2929 | Decatur Energy Center LLC | 55292 | Decatur Energy Center | STG1 | Natural Gas Fired Combined Cycle | 270 | 260 | IPP Non-CHP
2931 | Village of Campbell - (NE) | 2225 | Campbell Village | 1 | Petroleum Liquids | 0.1 | 0.1 | Electric Utility
2931 | Village of Campbell - (NE) | 2225 | Campbell Village | 2 | Petroleum Liquids | 0.1 | 0.1 | Electric Utility
2931 | Village of Campbell - (NE) | 2225 | Campbell Village | 3 | Petroleum Liquids | 0.1 | 0.1 | Electric Utility
2931 | Village of Campbell - (NE) | 2225 | Campbell Village | IC4 | Petroleum Liquids | 1 | 1 | Electric Utility
2934 | Calpine Corp - Hidalgo | 55545 | Hidalgo Energy Center | CTG1 | Natural Gas Fired Combined Cycle | 176.6 | 149 | IPP Non-CHP
2934 | Calpine Corp - Hidalgo | 55545 | Hidalgo Energy Center | CTG2 | Natural Gas Fired Combined Cycle | 176.6 | 149 | IPP Non-CHP
2934 | Calpine Corp - Hidalgo | 55545 | Hidalgo Energy Center | STG1 | Natural Gas Fired Combined Cycle | 198.1 | 172 | IPP Non-CHP
2938 | Calpine King City Cogen LLC | 10294 | King City Power Plant | GTG | Natural Gas Fired Combined Cycle | 90.8 | 73 | IPP CHP
2938 | Calpine King City Cogen LLC | 10294 | King City Power Plant | STG | Natural Gas Fired Combined Cycle | 42.4 | 38 | IPP CHP
3028 | Calpine Gilroy Cogen LP | 10034 | Gilroy Power Plant | GEN1 | Natural Gas Fired Combined Cycle | 90 | 85 | IPP CHP
3028 | Calpine Gilroy Cogen LP | 10034 | Gilroy Power Plant | GEN2 | Natural Gas Fired Combined Cycle | 40 | 30 | IPP CHP
3028 | Calpine Gilroy Cogen LP | 55810 | Gilroy Peaking Energy Center | S3 | Natural Gas Fired Combustion Turbine | 45 | 45 | IPP Non-CHP
3028 | Calpine Gilroy Cogen LP | 55810 | Gilroy Peaking Energy Center | S4 | Natural Gas Fired Combustion Turbine | 45 | 45 | IPP Non-CHP
3028 | Calpine Gilroy Cogen LP | 55810 | Gilroy Peaking Energy Center | S5 | Natural Gas Fired Combustion Turbine | 45 | 45 | IPP Non-CHP
3030 | Cardinal Cogen Inc | 10168 | Cardinal Cogen | GTG1 | Natural Gas Fired Combined Cycle | 42.1 | 42.1 | IPP CHP
3030 | Cardinal Cogen Inc | 10168 | Cardinal Cogen | STG1 | Natural Gas Fired Combined Cycle | 10.7 | 9.4 | IPP CHP
3037 | City of Carlyle - (IL) | 936 | Carlyle | 1 | Petroleum Liquids | 3 | 3 | Electric Utility
3037 | City of Carlyle - (IL) | 936 | Carlyle | 10 | Petroleum Liquids | 2.5 | 2.5 | Electric Utility
3037 | City of Carlyle - (IL) | 936 | Carlyle | 7 | Petroleum Liquids | 2 | 2 | Electric Utility
3037 | City of Carlyle - (IL) | 936 | Carlyle | 8 | Petroleum Liquids | 2.5 | 2.5 | Electric Utility
3037 | City of Carlyle - (IL) | 936 | Carlyle | 9 | Petroleum Liquids | 2.5 | 2.5 | Electric Utility
3040 | City of Carmi - (IL) | 937 | Carmi | 10 | Petroleum Liquids | 1.7 | 1.6 | Electric Utility
3040 | City of Carmi - (IL) | 937 | Carmi | 11 | Petroleum Liquids | 2.7 | 2.7 | Electric Utility
3040 | City of Carmi - (IL) | 937 | Carmi | 12 | Petroleum Liquids | 2 | 1.8 | Electric Utility
3040 | City of Carmi - (IL) | 937 | Carmi | 13 | Petroleum Liquids | 4.4 | 4.3 | Electric Utility
3040 | City of Carmi - (IL) | 937 | Carmi | 14 | Petroleum Liquids | 1.1 | 1.1 | Electric Utility
3040 | City of Carmi - (IL) | 937 | Carmi | 6 | Petroleum Liquids | 0.7 | 0.5 | Electric Utility
3040 | City of Carmi - (IL) | 937 | Carmi | 7 | Petroleum Liquids | 1.1 | 0.9 | Electric Utility
3040 | City of Carmi - (IL) | 937 | Carmi | 8 | Petroleum Liquids | 1.4 | 1.2 | Electric Utility
3040 | City of Carmi - (IL) | 937 | Carmi | 9 | Petroleum Liquids | 1.7 | 1.5 | Electric Utility
3046 | Duke Energy Progress - (NC) | 2706 | Asheville | 1 | Conventional Steam Coal | 206.6 | 191 | Electric Utility
3046 | Duke Energy Progress - (NC) | 2706 | Asheville | 2 | Conventional Steam Coal | 207 | 185 | Electric Utility
3046 | Duke Energy Progress - (NC) | 2706 | Asheville | GT1 | Natural Gas Fired Combustion Turbine | 211.7 | 164 | Electric Utility
3046 | Duke Energy Progress - (NC) | 2706 | Asheville | GT2 | Natural Gas Fired Combustion Turbine | 211.8 | 160 | Electric Utility
3046 | Duke Energy Progress - (NC) | 2707 | Blewett | 1 | Conventional Hydroelectric | 3.2 | 3 | Electric Utility
3046 | Duke Energy Progress - (NC) | 2707 | Blewett | 2 | Conventional Hydroelectric | 3.2 | 3 | Electric Utility
3046 | Duke Energy Progress - (NC) | 2707 | Blewett | 3 | Conventional Hydroelectric | 3.2 | 4 | Electric Utility
3046 | Duke Energy Progress - (NC) | 2707 | Blewett | 4 | Conventional Hydroelectric | 5 | 4 | Electric Utility
3046 | Duke Energy Progress - (NC) | 2707 | Blewett | 5 | Conventional Hydroelectric | 5 | 4 | Electric Utility
3046 | Duke Energy Progress - (NC) | 2707 | Blewett | 6 | Conventional Hydroelectric | 5 | 4 | Electric Utility
3046 | Duke Energy Progress - (NC) | 2707 | Blewett | GT1 | Petroleum Liquids | 17.5 | 13 | Electric Utility
3046 | Duke Energy Progress - (NC) | 2707 | Blewett | GT2 | Petroleum Liquids | 17.5 | 13 | Electric Utility
3046 | Duke Energy Progress - (NC) | 2707 | Blewett | GT3 | Petroleum Liquids | 17.5 | 13 | Electric Utility
3046 | Duke Energy Progress - (NC) | 2707 | Blewett | GT4 | Petroleum Liquids | 17.5 | 13 | Electric Utility
3046 | Duke Energy Progress - (NC) | 2710 | Marshall Dam | HC1 | Conventional Hydroelectric | 2.5 | 2 | Electric Utility
3046 | Duke Energy Progress - (NC) | 2710 | Marshall Dam | HC2 | Conventional Hydroelectric | 2.5 | 2 | Electric Utility
3046 | Duke Energy Progress - (NC) | 2712 | Roxboro | 1 | Conventional Steam Coal | 410.8 | 379 | Electric Utility
3046 | Duke Energy Progress - (NC) | 2712 | Roxboro | 2 | Conventional Steam Coal | 657 | 671 | Electric Utility
3046 | Duke Energy Progress - (NC) | 2712 | Roxboro | 3 | Conventional Steam Coal | 745.2 | 691 | Electric Utility
3046 | Duke Energy Progress - (NC) | 2712 | Roxboro | 4 | Conventional Steam Coal | 745.2 | 698 | Electric Utility
3046 | Duke Energy Progress - (NC) | 2713 | L V Sutton Steam | GT1 | Petroleum Liquids | 16.3 | 11 | Electric Utility
3046 | Duke Energy Progress - (NC) | 2713 | L V Sutton Steam | GTA | Petroleum Liquids | 37.5 | 24 | Electric Utility
3046 | Duke Energy Progress - (NC) | 2713 | L V Sutton Steam | GTB | Petroleum Liquids | 37.5 | 26 | Electric Utility
3046 | Duke Energy Progress - (NC) | 2714 | Tillery | 1 | Conventional Hydroelectric | 22 | 21 | Electric Utility
3046 | Duke Energy Progress - (NC) | 2714 | Tillery | 2 | Conventional Hydroelectric | 18 | 18 | Electric Utility
3046 | Duke Energy Progress - (NC) | 2714 | Tillery | 3 | Conventional Hydroelectric | 22 | 21 | Electric Utility
3046 | Duke Energy Progress - (NC) | 2714 | Tillery | 4 | Conventional Hydroelectric | 22 | 24 | Electric Utility
3046 | Duke Energy Progress - (NC) | 2715 | Walters | 1 | Conventional Hydroelectric | 36 | 36 | Electric Utility
3046 | Duke Energy Progress - (NC) | 2715 | Walters | 2 | Conventional Hydroelectric | 36 | 40 | Electric Utility
3046 | Duke Energy Progress - (NC) | 2715 | Walters | 3 | Conventional Hydroelectric | 36 | 36 | Electric Utility
3046 | Duke Energy Progress - (NC) | 2716 | W H Weatherspoon | GT1 | Petroleum Liquids | 39.7 | 32 | Electric Utility
3046 | Duke Energy Progress - (NC) | 2716 | W H Weatherspoon | GT2 | Petroleum Liquids | 39.7 | 32 | Electric Utility
3046 | Duke Energy Progress - (NC) | 2716 | W H Weatherspoon | GT3 | Petroleum Liquids | 48.6 | 33 | Electric Utility
3046 | Duke Energy Progress - (NC) | 2716 | W H Weatherspoon | GT4 | Petroleum Liquids | 48.6 | 31 | Electric Utility
3046 | Duke Energy Progress - (NC) | 3250 | Darlington County | 1 | Natural Gas Fired Combustion Turbine | 66.8 | 52 | Electric Utility
3046 | Duke Energy Progress - (NC) | 3250 | Darlington County | 10 | Petroleum Liquids | 65.8 | 51 | Electric Utility
3046 | Duke Energy Progress - (NC) | 3250 | Darlington County | 11 | Petroleum Liquids | 66.8 | 52 | Electric Utility
3046 | Duke Energy Progress - (NC) | 3250 | Darlington County | 12 | Natural Gas Fired Combustion Turbine | 158 | 118 | Electric Utility
3046 | Duke Energy Progress - (NC) | 3250 | Darlington County | 13 | Natural Gas Fired Combustion Turbine | 158 | 116 | Electric Utility
3046 | Duke Energy Progress - (NC) | 3250 | Darlington County | 2 | Petroleum Liquids | 65.8 | 48 | Electric Utility
3046 | Duke Energy Progress - (NC) | 3250 | Darlington County | 3 | Natural Gas Fired Combustion Turbine | 66.8 | 52 | Electric Utility
3046 | Duke Energy Progress - (NC) | 3250 | Darlington County | 4 | Petroleum Liquids | 65.8 | 50 | Electric Utility
3046 | Duke Energy Progress - (NC) | 3250 | Darlington County | 5 | Natural Gas Fired Combustion Turbine | 66.8 | 52 | Electric Utility
3046 | Duke Energy Progress - (NC) | 3250 | Darlington County | 6 | Petroleum Liquids | 65.8 | 45 | Electric Utility
3046 | Duke Energy Progress - (NC) | 3250 | Darlington County | 7 | Natural Gas Fired Combustion Turbine | 66.8 | 51 | Electric Utility
3046 | Duke Energy Progress - (NC) | 3250 | Darlington County | 8 | Petroleum Liquids | 65.8 | 48 | Electric Utility
3046 | Duke Energy Progress - (NC) | 3250 | Darlington County | 9 | Petroleum Liquids | 66.8 | 52 | Electric Utility
3046 | Duke Energy Progress - (NC) | 3251 | H B Robinson | 2 | Nuclear | 768.6 | 741 | Electric Utility
3046 | Duke Energy Progress - (NC) | 6014 | Brunswick Nuclear | 1 | Nuclear | 1001.6 | 938 | Electric Utility
3046 | Duke Energy Progress - (NC) | 6014 | Brunswick Nuclear | 2 | Nuclear | 1001.6 | 932 | Electric Utility
3046 | Duke Energy Progress - (NC) | 6015 | Harris | 1 | Nuclear | 950.9 | 928 | Electric Utility
3046 | Duke Energy Progress - (NC) | 6250 | Mayo | 1 | Conventional Steam Coal | 735.8 | 727 | Electric Utility
3046 | Duke Energy Progress - (NC) | 7538 | Wayne County | 1 | Natural Gas Fired Combustion Turbine | 211.8 | 177 | Electric Utility
3046 | Duke Energy Progress - (NC) | 7538 | Wayne County | 2 | Natural Gas Fired Combustion Turbine | 211.8 | 174 | Electric Utility
3046 | Duke Energy Progress - (NC) | 7538 | Wayne County | 3 | Natural Gas Fired Combustion Turbine | 211.8 | 173 | Electric Utility
3046 | Duke Energy Progress - (NC) | 7538 | Wayne County | 4 | Natural Gas Fired Combustion Turbine | 211.8 | 170 | Electric Utility
3046 | Duke Energy Progress - (NC) | 7538 | Wayne County | 5 | Natural Gas Fired Combustion Turbine | 211.8 | 169 | Electric Utility
3046 | Duke Energy Progress - (NC) | 7805 | Sherwood H Smith Jr Energy Complex | 001 | Natural Gas Fired Combustion Turbine | 211.8 | 157 | Electric Utility
3046 | Duke Energy Progress - (NC) | 7805 | Sherwood H Smith Jr Energy Complex | 002 | Natural Gas Fired Combustion Turbine | 211.8 | 156 | Electric Utility
3046 | Duke Energy Progress - (NC) | 7805 | Sherwood H Smith Jr Energy Complex | 003 | Natural Gas Fired Combustion Turbine | 211.8 | 155 | Electric Utility
3046 | Duke Energy Progress - (NC) | 7805 | Sherwood H Smith Jr Energy Complex | 004 | Natural Gas Fired Combustion Turbine | 211.8 | 159 | Electric Utility
3046 | Duke Energy Progress - (NC) | 7805 | Sherwood H Smith Jr Energy Complex | 10 | Natural Gas Fired Combined Cycle | 191.2 | 178 | Electric Utility
3046 | Duke Energy Progress - (NC) | 7805 | Sherwood H Smith Jr Energy Complex | 6 | Natural Gas Fired Combustion Turbine | 195.3 | 153 | Electric Utility
3046 | Duke Energy Progress - (NC) | 7805 | Sherwood H Smith Jr Energy Complex | 7 | Natural Gas Fired Combined Cycle | 195.3 | 160 | Electric Utility
3046 | Duke Energy Progress - (NC) | 7805 | Sherwood H Smith Jr Energy Complex | 8 | Natural Gas Fired Combined Cycle | 195.3 | 157 | Electric Utility
3046 | Duke Energy Progress - (NC) | 7805 | Sherwood H Smith Jr Energy Complex | 9 | Natural Gas Fired Combined Cycle | 191.2 | 178 | Electric Utility
3046 | Duke Energy Progress - (NC) | 7805 | Sherwood H Smith Jr Energy Complex | ST4 | Natural Gas Fired Combined Cycle | 195.3 | 165 | Electric Utility
3046 | Duke Energy Progress - (NC) | 7805 | Sherwood H Smith Jr Energy Complex | ST5 | Natural Gas Fired Combined Cycle | 271 | 250 | Electric Utility
3046 | Duke Energy Progress - (NC) | 58215 | Lee Combined Cycle Plant | 1A | Natural Gas Fired Combined Cycle | 180 | 177 | Electric Utility
3046 | Duke Energy Progress - (NC) | 58215 | Lee Combined Cycle Plant | 1B | Natural Gas Fired Combined Cycle | 180 | 176 | Electric Utility
3046 | Duke Energy Progress - (NC) | 58215 | Lee Combined Cycle Plant | 1C | Natural Gas Fired Combined Cycle | 180 | 179 | Electric Utility
3046 | Duke Energy Progress - (NC) | 58215 | Lee Combined Cycle Plant | ST1 | Natural Gas Fired Combined Cycle | 380 | 378 | Electric Utility
3046 | Duke Energy Progress - (NC) | 58697 | L V Sutton Combined Cycle | CA1 | Natural Gas Fired Combined Cycle | 288 | 264 | Electric Utility
3046 | Duke Energy Progress - (NC) | 58697 | L V Sutton Combined Cycle | CT1 | Natural Gas Fired Combined Cycle | 221 | 179 | Electric Utility
3046 | Duke Energy Progress - (NC) | 58697 | L V Sutton Combined Cycle | CT2 | Natural Gas Fired Combined Cycle | 221 | 179 | Electric Utility
3057 | Catawba County | 55488 | Blackburn Landfill Co-Generation | BB1 | Landfill Gas | 1 | 1 | IPP CHP
3057 | Catawba County | 55488 | Blackburn Landfill Co-Generation | BB2 | Landfill Gas | 1 | 1 | IPP CHP
3057 | Catawba County | 55488 | Blackburn Landfill Co-Generation | BB3 | Landfill Gas | 0.9 | 0.9 | IPP CHP
3082 | Carrollton Board of Public Wks | 2120 | Carrollton | 10 | Natural Gas Internal Combustion Engine | 6.1 | 6 | Electric Utility
3082 | Carrollton Board of Public Wks | 2120 | Carrollton | 11 | Petroleum Liquids | 2 | 1.8 | Electric Utility
3082 | Carrollton Board of Public Wks | 2120 | Carrollton | 3 | Natural Gas Internal Combustion Engine | 1.8 | 1.8 | Electric Utility
3082 | Carrollton Board of Public Wks | 2120 | Carrollton | 7 | Natural Gas Internal Combustion Engine | 2.5 | 2.5 | Electric Utility
3082 | Carrollton Board of Public Wks | 2120 | Carrollton | 8 | Natural Gas Internal Combustion Engine | 4.1 | 3.7 | Electric Utility
3082 | Carrollton Board of Public Wks | 2120 | Carrollton | 9 | Natural Gas Internal Combustion Engine | 4.1 | 3.7 | Electric Utility
3084 | Carson Cogeneration Co | 10169 | Carson Cogeneration | GEN1 | Natural Gas Fired Combined Cycle | 45.3 | 41.3 | IPP CHP
3084 | Carson Cogeneration Co | 10169 | Carson Cogeneration | GEN2 | Natural Gas Fired Combined Cycle | 10.5 | 8 | IPP CHP
3085 | Carthage Energy LLC | 10620 | Carthage Energy LLC | GEN1 | Natural Gas Fired Combined Cycle | 40.9 | 38.2 | IPP Non-CHP
3085 | Carthage Energy LLC | 10620 | Carthage Energy LLC | GEN2 | Natural Gas Fired Combined Cycle | 22 | 21 | IPP Non-CHP
3102 | Mosaic Company | 10204 | Mosaic Co Tampa Facility | GEN1 | All Other | 35.4 | 34.4 | Industrial CHP
3102 | Mosaic Company | 10204 | Mosaic Co Tampa Facility | GEN3 | All Other | 42.5 | 41.5 | Industrial CHP
3102 | Mosaic Company | 50633 | Mosaic Co Bartow Facility | GEN1 | All Other | 36.9 | 36 | Industrial CHP
3102 | Mosaic Company | 50633 | Mosaic Co Bartow Facility | GEN2 | All Other | 45 | 44 | Industrial CHP
3103 | Cargill Inc | 10729 | Cargill Corn Wet Milling Plant | GEN1 | Conventional Steam Coal | 25 | 10.3 | Industrial CHP
3106 | Cargill Inc North America Sweetners | 10855 | Cargill Corn Milling Division | GEN1 | Conventional Steam Coal | 20 | 18.7 | Industrial CHP
3106 | Cargill Inc North America Sweetners | 10855 | Cargill Corn Milling Division | GEN2 | Conventional Steam Coal | 20 | 18 | Industrial CHP
3113 | City of Carthage - (MO) | 2121 | Carthage | 10 | Natural Gas Internal Combustion Engine | 7 | 6 | Electric Utility
3113 | City of Carthage - (MO) | 2121 | Carthage | 11 | Natural Gas Internal Combustion Engine | 4.5 | 4 | Electric Utility
3113 | City of Carthage - (MO) | 2121 | Carthage | 12 | Natural Gas Internal Combustion Engine | 4.5 | 4 | Electric Utility
3113 | City of Carthage - (MO) | 2121 | Carthage | 13 | Natural Gas Internal Combustion Engine | 6 | 5.5 | Electric Utility
3113 | City of Carthage - (MO) | 2121 | Carthage | 14 | Natural Gas Internal Combustion Engine | 6 | 5.5 | Electric Utility
3113 | City of Carthage - (MO) | 2121 | Carthage | 6 | Natural Gas Internal Combustion Engine | 2.5 | 2 | Electric Utility
3113 | City of Carthage - (MO) | 2121 | Carthage | 7 | Natural Gas Internal Combustion Engine | 3 | 2.2 | Electric Utility
3113 | City of Carthage - (MO) | 2121 | Carthage | 8 | Natural Gas Internal Combustion Engine | 3.3 | 2.5 | Electric Utility
3113 | City of Carthage - (MO) | 2121 | Carthage | 9 | Natural Gas Internal Combustion Engine | 5 | 4 | Electric Utility
3123 | CDM Hydroelectric Co | 10028 | Felt Hydroelectric Plant | GEN1 | Conventional Hydroelectric | 2.7 | 2.3 | IPP Non-CHP
3123 | CDM Hydroelectric Co | 10028 | Felt Hydroelectric Plant | GEN2 | Conventional Hydroelectric | 2.7 | 2.3 | IPP Non-CHP
3123 | CDM Hydroelectric Co | 10028 | Felt Hydroelectric Plant | GEN3 | Conventional Hydroelectric | 1.1 | 0.8 | IPP Non-CHP
3123 | CDM Hydroelectric Co | 10028 | Felt Hydroelectric Plant | GEN4 | Conventional Hydroelectric | 0.9 | 0.5 | IPP Non-CHP
3131 | Carville Energy LLC | 55404 | Carville Energy LLC | CTG1 | Natural Gas Fired Combined Cycle | 187 | 170 | IPP CHP
3131 | Carville Energy LLC | 55404 | Carville Energy LLC | CTG2 | Natural Gas Fired Combined Cycle | 187 | 170 | IPP CHP
3131 | Carville Energy LLC | 55404 | Carville Energy LLC | STG | Natural Gas Fired Combined Cycle | 196 | 185 | IPP CHP
3137 | Cascade Municipal Utilities | 1129 | Cascade | 1 | Petroleum Liquids | 0.7 | 0.7 | Electric Utility
3137 | Cascade Municipal Utilities | 1129 | Cascade | 2 | Petroleum Liquids | 2 | 1.9 | Electric Utility
3137 | Cascade Municipal Utilities | 1129 | Cascade | 3A | Petroleum Liquids | 1.8 | 1.8 | Electric Utility
3137 | Cascade Municipal Utilities | 1129 | Cascade | 4 | Petroleum Liquids | 0.7 | 0.5 | Electric Utility
3153 | City of Casey - (IL) | 56053 | Casey City of | 1 | Petroleum Liquids | 1.8 | 1.8 | Electric Utility
3153 | City of Casey - (IL) | 56053 | Casey City of | 2 | Petroleum Liquids | 1.8 | 1.8 | Electric Utility
3153 | City of Casey - (IL) | 56053 | Casey City of | 3 | Petroleum Liquids | 1.8 | 1.8 | Electric Utility
3156 | Village of Cashton - (WI) | 4107 | Cashton | 3 | Petroleum Liquids | 0.4 | 0.4 | Electric Utility
3156 | Village of Cashton - (WI) | 4107 | Cashton | 5 | Natural Gas Internal Combustion Engine | 1.1 | 1.1 | Electric Utility
3156 | Village of Cashton - (WI) | 4107 | Cashton | 6 | Petroleum Liquids | 2 | 2 | Electric Utility
3179 | Caterpillar Inc | 50935 | Caterpillar | 3512 | Petroleum Liquids | 0.9 | 0.8 | Industrial Non-CHP
3179 | Caterpillar Inc | 50935 | Caterpillar | 3516 | Petroleum Liquids | 1.2 | 0.8 | Industrial Non-CHP
3179 | Caterpillar Inc | 50935 | Caterpillar | 516A | Petroleum Liquids | 1.8 | 1.8 | Industrial Non-CHP
3179 | Caterpillar Inc | 50935 | Caterpillar | ET1 | Natural Gas Internal Combustion Engine | 2 | 2 | Industrial Non-CHP
3179 | Caterpillar Inc | 50935 | Caterpillar | ET2 | Natural Gas Internal Combustion Engine | 2 | 2 | Industrial Non-CHP
3179 | Caterpillar Inc | 50935 | Caterpillar | ET3 | Petroleum Liquids | 2.5 | 2.5 | Industrial Non-CHP
3179 | Caterpillar Inc | 50935 | Caterpillar | ET4 | Natural Gas Internal Combustion Engine | 2.5 | 2.5 | Industrial Non-CHP
3179 | Caterpillar Inc | 50935 | Caterpillar | R12 | Petroleum Liquids | 0.4 | 0.3 | Industrial Non-CHP
3203 | Cedar Falls Utilities | 1130 | Gas Turbine (IA) | 1 | Natural Gas Fired Combustion Turbine | 19.6 | 15 | Electric Utility
3203 | Cedar Falls Utilities | 1130 | Gas Turbine (IA) | 2 | Natural Gas Fired Combustion Turbine | 23.8 | 19 | Electric Utility
3203 | Cedar Falls Utilities | 1131 | Streeter Station | 6 | Conventional Steam Coal | 16.5 | 15.7 | Electric Utility
3203 | Cedar Falls Utilities | 1131 | Streeter Station | 7 | Natural Gas Steam Turbine | 35 | 33.7 | Electric Utility
3220 | Central Oregon Irrigation Dist | 50980 | Siphon Power Project | GEN1 | Conventional Hydroelectric | 2.7 | 2.7 | IPP Non-CHP
3220 | Central Oregon Irrigation Dist | 50980 | Siphon Power Project | GEN2 | Conventional Hydroelectric | 2.7 | 2.7 | IPP Non-CHP
3220 | Central Oregon Irrigation Dist | 57437 | Juniper Ridge Hydroelectric Project | 21-01 | Conventional Hydroelectric | 5 | 3.3 | IPP Non-CHP
3221 | CPKelco U S Inc | 52147 | C P Kelco San Diego Plant | GEN1 | Natural Gas Fired Combustion Turbine | 8 | 8 | Industrial CHP
3221 | CPKelco U S Inc | 52147 | C P Kelco San Diego Plant | GEN2 | Natural Gas Fired Combustion Turbine | 10 | 9.3 | Industrial CHP
3221 | CPKelco U S Inc | 52147 | C P Kelco San Diego Plant | GEN3 | Natural Gas Fired Combustion Turbine | 10 | 9.3 | Industrial CHP
3227 | City of Center - (CO) | 491 | Center | 3 | Petroleum Liquids | 0.5 | 0.5 | Electric Utility
3227 | City of Center - (CO) | 491 | Center | 5 | Petroleum Liquids | 1 | 1 | Electric Utility
3242 | Central Electric Power Coop - (MO) | 2169 | Chamois | 1 | Conventional Steam Coal | 15 | 16 | Electric Utility
3242 | Central Electric Power Coop - (MO) | 2169 | Chamois | 2 | Conventional Steam Coal | 44 | 47 | Electric Utility
3249 | Central Hudson Gas & Elec Corp | 579 | Central Hudson High Falls | 1 | Conventional Hydroelectric | 3.2 | 3.2 | Electric Utility
3249 | Central Hudson Gas & Elec Corp | 2481 | Dashville | 1 | Conventional Hydroelectric | 2.4 | 2.4 | Electric Utility
3249 | Central Hudson Gas & Elec Corp | 2481 | Dashville | 2 | Conventional Hydroelectric | 2.4 | 2.4 | Electric Utility
3249 | Central Hudson Gas & Elec Corp | 2485 | South Cairo | GT1 | Petroleum Liquids | 21.6 | 21.3 | Electric Utility
3249 | Central Hudson Gas & Elec Corp | 2486 | Sturgeon | H1 | Conventional Hydroelectric | 4.8 | 4.8 | Electric Utility
3249 | Central Hudson Gas & Elec Corp | 2486 | Sturgeon | H2 | Conventional Hydroelectric | 4.8 | 4.8 | Electric Utility
3249 | Central Hudson Gas & Elec Corp | 2486 | Sturgeon | H3 | Conventional Hydroelectric | 4.8 | 4.8 | Electric Utility
3249 | Central Hudson Gas & Elec Corp | 2487 | West Coxsackie | GT1 | Petroleum Liquids | 21.6 | 21.3 | Electric Utility
3255 | California Dept. of Water Resources | 436 | Devil Canyon | 1 | Conventional Hydroelectric | 59.8 | 57 | Electric Utility
3255 | California Dept. of Water Resources | 436 | Devil Canyon | 2 | Conventional Hydroelectric | 59.8 | 57 | Electric Utility
3255 | California Dept. of Water Resources | 436 | Devil Canyon | 3 | Conventional Hydroelectric | 78.3 | 74 | Electric Utility
3255 | California Dept. of Water Resources | 436 | Devil Canyon | 4 | Conventional Hydroelectric | 78.3 | 74 | Electric Utility
3255 | California Dept. of Water Resources | 437 | Edward C Hyatt | 1 | Conventional Hydroelectric | 117 | 135.3 | Electric Utility
3255 | California Dept. of Water Resources | 437 | Edward C Hyatt | 2 | Hydroelectric Pumped Storage | 97.7 | 112.4 | Electric Utility
3255 | California Dept. of Water Resources | 437 | Edward C Hyatt | 3 | Conventional Hydroelectric | 117 | 135.3 | Electric Utility
3255 | California Dept. of Water Resources | 437 | Edward C Hyatt | 4 | Hydroelectric Pumped Storage | 97.7 | 112.4 | Electric Utility
3255 | California Dept. of Water Resources | 437 | Edward C Hyatt | 5 | Conventional Hydroelectric | 117 | 135.3 | Electric Utility
3255 | California Dept. of Water Resources | 437 | Edward C Hyatt | 6 | Hydroelectric Pumped Storage | 97.7 | 112.4 | Electric Utility
3255 | California Dept. of Water Resources | 438 | Thermalito | 1 | Conventional Hydroelectric | 32.6 | 32.6 | Electric Utility
3255 | California Dept. of Water Resources | 438 | Thermalito | 2 | Hydroelectric Pumped Storage | 27.5 | 27.5 | Electric Utility
3255 | California Dept. of Water Resources | 438 | Thermalito | 3 | Hydroelectric Pumped Storage | 27.5 | 27.5 | Electric Utility
3255 | California Dept. of Water Resources | 438 | Thermalito | 4 | Hydroelectric Pumped Storage | 27.5 | 27.5 | Electric Utility
3255 | California Dept. of Water Resources | 448 | W R Gianelli | 1 | Hydroelectric Pumped Storage | 53 | 51 | Electric Utility
3255 | California Dept. of Water Resources | 448 | W R Gianelli | 2 | Hydroelectric Pumped Storage | 53 | 50 | Electric Utility
3255 | California Dept. of Water Resources | 448 | W R Gianelli | 3 | Hydroelectric Pumped Storage | 53 | 50 | Electric Utility
3255 | California Dept. of Water Resources | 448 | W R Gianelli | 4 | Hydroelectric Pumped Storage | 53 | 50 | Electric Utility
3255 | California Dept. of Water Resources | 448 | W R Gianelli | 5 | Hydroelectric Pumped Storage | 53 | 50 | Electric Utility
3255 | California Dept. of Water Resources | 448 | W R Gianelli | 6 | Hydroelectric Pumped Storage | 53 | 50 | Electric Utility
3255 | California Dept. of Water Resources | 448 | W R Gianelli | 7 | Hydroelectric Pumped Storage | 53 | 50 | Electric Utility
3255 | California Dept. of Water Resources | 448 | W R Gianelli | 8 | Hydroelectric Pumped Storage | 53 | 50 | Electric Utility
3255 | California Dept. of Water Resources | 905 | Alamo | 1 | Conventional Hydroelectric | 19.6 | 17 | Electric Utility
3255 | California Dept. of Water Resources | 6196 | W E Warne | 1 | Conventional Hydroelectric | 37.1 | 38 | Electric Utility
3255 | California Dept. of Water Resources | 6196 | W E Warne | 2 | Conventional Hydroelectric | 37.1 | 38 | Electric Utility
3255 | California Dept. of Water Resources | 7072 | Mojave Siphon | 1 | Conventional Hydroelectric | 10.9 | 10.8 | Electric Utility
3255 | California Dept. of Water Resources | 7072 | Mojave Siphon | 2 | Conventional Hydroelectric | 10.9 | 10.8 | Electric Utility
3255 | California Dept. of Water Resources | 7072 | Mojave Siphon | 3 | Conventional Hydroelectric | 10.9 | 10.8 | Electric Utility
3255 | California Dept. of Water Resources | 7129 | Thermalito Diverson Dam | TD1 | Conventional Hydroelectric | 3.4 | 3 | Electric Utility
3258 | Central Iowa Power Cooperative | 1206 | Summit Lake | 1 | All Other | 7.5 | 6.5 | Electric Utility
3258 | Central Iowa Power Cooperative | 1206 | Summit Lake | 2 | All Other | 7.5 | 6.5 | Electric Utility
3258 | Central Iowa Power Cooperative | 1206 | Summit Lake | 3 | All Other | 7.5 | 7 | Electric Utility
3258 | Central Iowa Power Cooperative | 1206 | Summit Lake | GT1 | Natural Gas Fired Combined Cycle | 27 | 27.5 | Electric Utility
3258 | Central Iowa Power Cooperative | 1206 | Summit Lake | GT2 | Natural Gas Fired Combined Cycle | 35.3 | 27.9 | Electric Utility
3265 | Cleco Power LLC | 51 | Dolet Hills | 1 | Conventional Steam Coal | 720.7 | 642.4 | Electric Utility
3265 | Cleco Power LLC | 1396 | Coughlin Power Station | 6 | Natural Gas Fired Combined Cycle | 113.6 | 99.7 | Electric Utility
3265 | Cleco Power LLC | 1396 | Coughlin Power Station | 7 | Natural Gas Fired Combined Cycle | 243.1 | 190.2 | Electric Utility
3265 | Cleco Power LLC | 1396 | Coughlin Power Station | U6CT | Natural Gas Fired Combined Cycle | 188.7 | 151.5 | Electric Utility
3265 | Cleco Power LLC | 1396 | Coughlin Power Station | U72 | Natural Gas Fired Combined Cycle | 188.7 | 149.1 | Electric Utility
3265 | Cleco Power LLC | 1396 | Coughlin Power Station | U7CT | Natural Gas Fired Combined Cycle | 188.7 | 148.5 | Electric Utility
3265 | Cleco Power LLC | 1400 | Teche | 1 | Natural Gas Steam Turbine | 24.9 | 15 | Electric Utility
3265 | Cleco Power LLC | 1400 | Teche | 3 | Natural Gas Steam Turbine | 348.5 | 337.2 | Electric Utility
3265 | Cleco Power LLC | 1400 | Teche | 4 | Natural Gas Fired Combustion Turbine | 38.4 | 34.8 | Electric Utility
3265 | Cleco Power LLC | 1435 | Franklin (LA) | GT1 | Natural Gas Fired Combustion Turbine | 10 | 8 | Electric Utility
3265 | Cleco Power LLC | 6190 | Brame Energy Center | 1 | Natural Gas Steam Turbine | 445.5 | 426.8 | Electric Utility
3265 | Cleco Power LLC | 6190 | Brame Energy Center | 2 | Conventional Steam Coal | 558 | 496.1 | Electric Utility
3265 | Cleco Power LLC | 6190 | Brame Energy Center | 3 | Petroleum Coke | 703.8 | 627.4 | Electric Utility
3265 | Cleco Power LLC | 55173 | Acadia Energy Center | CT11 | Natural Gas Fired Combined Cycle | 212 | 173.9 | Electric Utility
3265 | Cleco Power LLC | 55173 | Acadia Energy Center | CT12 | Natural Gas Fired Combined Cycle | 212 | 175.9 | Electric Utility
3265 | Cleco Power LLC | 55173 | Acadia Energy Center | CT24 | Natural Gas Fired Combined Cycle | 212 | 151.7 | Electric Utility
3265 | Cleco Power LLC | 55173 | Acadia Energy Center | CT25 | Natural Gas Fired Combined Cycle | 212 | 150.8 | Electric Utility
3265 | Cleco Power LLC | 55173 | Acadia Energy Center | ST13 | Natural Gas Fired Combined Cycle | 264 | 225.4 | Electric Utility
3265 | Cleco Power LLC | 55173 | Acadia Energy Center | ST26 | Natural Gas Fired Combined Cycle | 264 | 242.6 | Electric Utility
3271 | Central Nebraska Pub P&I Dist | 785 | Kingsley | 1 | Conventional Hydroelectric | 50 | 38 | Electric Utility
3271 | Central Nebraska Pub P&I Dist | 2227 | Jeffrey | 1 | Conventional Hydroelectric | 10.8 | 10.5 | Electric Utility
3271 | Central Nebraska Pub P&I Dist | 2227 | Jeffrey | 2 | Conventional Hydroelectric | 10.8 | 10.5 | Electric Utility
3271 | Central Nebraska Pub P&I Dist | 2228 | Johnson 1 | 1 | Conventional Hydroelectric | 10.8 | 10 | Electric Utility
3271 | Central Nebraska Pub P&I Dist | 2228 | Johnson 1 | 2 | Conventional Hydroelectric | 10.8 | 10 | Electric Utility
3271 | Central Nebraska Pub P&I Dist | 2229 | Johnson 2 | 1 | Conventional Hydroelectric | 22.5 | 22.5 | Electric Utility
3283 | Bunge North America East LLC | 50316 | Bunge North America East LLC | 3516 | Natural Gas Steam Turbine | 2 | 2.2 | Industrial CHP
3295 | City of Centralia - (WA) | 3878 | Yelm | 1 | Conventional Hydroelectric | 3 | 2.7 | Electric Utility
3295 | City of Centralia - (WA) | 3878 | Yelm | 2 | Conventional Hydroelectric | 3 | 2.7 | Electric Utility
3295 | City of Centralia - (WA) | 3878 | Yelm | 3 | Conventional Hydroelectric | 6 | 6 | Electric Utility
3303 | Florida Power Development | 10333 | Florida Power Development | GEN1 | Other Waste Biomass | 125 | 66 | IPP Non-CHP
3304 | Central Michigan University | 56190 | Central Michigan University | GT1 | Natural Gas Fired Combustion Turbine | 3.8 | 3.2 | Commercial CHP
3304 | Central Michigan University | 56190 | Central Michigan University | STM1 | Natural Gas Steam Turbine | 1 | 1 | Commercial CHP
3329 | Borough of Chambersburg | 7397 | Falling Spring | 5 | Natural Gas Internal Combustion Engine | 2 | 2.1 | Electric Utility
3329 | Borough of Chambersburg | 7397 | Falling Spring | 6 | Natural Gas Internal Combustion Engine | 2 | 2.1 | Electric Utility
3329 | Borough of Chambersburg | 7397 | Falling Spring | 7 | Natural Gas Internal Combustion Engine | 3.2 | 2.9 | Electric Utility
3329 | Borough of Chambersburg | 55997 | Orchard Park | 10 | Natural Gas Internal Combustion Engine | 6 | 5.8 | Electric Utility
3329 | Borough of Chambersburg | 55997 | Orchard Park | 11 | Natural Gas Internal Combustion Engine | 6 | 5.8 | Electric Utility
3329 | Borough of Chambersburg | 55997 | Orchard Park | 8 | Natural Gas Internal Combustion Engine | 6 | 5.8 | Electric Utility
3329 | Borough of Chambersburg | 55997 | Orchard Park | 9 | Natural Gas Internal Combustion Engine | 6 | 5.8 | Electric Utility
3355 | City of Chanute | 1268 | Chanute 2 | 14 | Natural Gas Fired Combustion Turbine | 60 | 42 | Electric Utility
3355 | City of Chanute | 1268 | Chanute 2 | 7 | Natural Gas Internal Combustion Engine | 2 | 2 | Electric Utility
3355 | City of Chanute | 1268 | Chanute 2 | 8 | Natural Gas Internal Combustion Engine | 2 | 2 | Electric Utility
3355 | City of Chanute | 7018 | Chanute 3 | 10 | Natural Gas Internal Combustion Engine | 7.6 | 6.9 | Electric Utility
3355 | City of Chanute | 7018 | Chanute 3 | 11 | Natural Gas Internal Combustion Engine | 7.6 | 6.9 | Electric Utility
3355 | City of Chanute | 7018 | Chanute 3 | 12 | Petroleum Liquids | 6 | 5.5 | Electric Utility
3355 | City of Chanute | 7018 | Chanute 3 | 13 | Petroleum Liquids | 6 | 5.9 | Electric Utility
3355 | City of Chanute | 7018 | Chanute 3 | 9 | Natural Gas Internal Combustion Engine | 7.6 | 6.9 | Electric Utility
3370 | Channel Energy Center LLC | 55299 | Channel Energy Center LLC | CTG1 | Natural Gas Fired Combined Cycle | 215 | 185 | IPP CHP
3370 | Channel Energy Center LLC | 55299 | Channel Energy Center LLC | CTG2 | Natural Gas Fired Combined Cycle | 215 | 185 | IPP CHP
3370 | Channel Energy Center LLC | 55299 | Channel Energy Center LLC | CTG3 | Natural Gas Fired Combined Cycle | 208.8 | 183 | IPP CHP
3370 | Channel Energy Center LLC | 55299 | Channel Energy Center LLC | ST-1 | Natural Gas Fired Combined Cycle | 285 | 215 | IPP CHP
3373 | City of Chappell - (NE) | 2230 | Chappell | 1 | Petroleum Liquids | 0.2 | 0.1 | Electric Utility
3373 | City of Chappell - (NE) | 2230 | Chappell | 5 | Petroleum Liquids | 1.1 | 1 | Electric Utility
3413 | PUD No 1 of Chelan County | 3883 | Rocky Reach | C-1 | Conventional Hydroelectric | 114 | 104.9 | Electric Utility
3413 | PUD No 1 of Chelan County | 3883 | Rocky Reach | C-10 | Conventional Hydroelectric | 125.4 | 129.9 | Electric Utility
3413 | PUD No 1 of Chelan County | 3883 | Rocky Reach | C-11 | Conventional Hydroelectric | 125.4 | 129.9 | Electric Utility
3413 | PUD No 1 of Chelan County | 3883 | Rocky Reach | C-2 | Conventional Hydroelectric | 114 | 104.9 | Electric Utility
3413 | PUD No 1 of Chelan County | 3883 | Rocky Reach | C-3 | Conventional Hydroelectric | 114 | 104.9 | Electric Utility
3413 | PUD No 1 of Chelan County | 3883 | Rocky Reach | C-4 | Conventional Hydroelectric | 114 | 104.9 | Electric Utility
3413 | PUD No 1 of Chelan County | 3883 | Rocky Reach | C-5 | Conventional Hydroelectric | 114 | 104.9 | Electric Utility
3413 | PUD No 1 of Chelan County | 3883 | Rocky Reach | C-6 | Conventional Hydroelectric | 114 | 104.9 | Electric Utility
3413 | PUD No 1 of Chelan County | 3883 | Rocky Reach | C-7 | Conventional Hydroelectric | 114 | 104.9 | Electric Utility
3413 | PUD No 1 of Chelan County | 3883 | Rocky Reach | C-8 | Conventional Hydroelectric | 125.4 | 129.9 | Electric Utility
3413 | PUD No 1 of Chelan County | 3883 | Rocky Reach | C-9 | Conventional Hydroelectric | 125.4 | 129.9 | Electric Utility
3413 | PUD No 1 of Chelan County | 6200 | Rock Island | A | Conventional Hydroelectric | 1.2 | 1.2 | Electric Utility
3413 | PUD No 1 of Chelan County | 6200 | Rock Island | B-1 | Conventional Hydroelectric | 20.7 | 15 | Electric Utility
3413 | PUD No 1 of Chelan County | 6200 | Rock Island | B-10 | Conventional Hydroelectric | 22.5 | 19 | Electric Utility
3413 | PUD No 1 of Chelan County | 6200 | Rock Island | B-2 | Conventional Hydroelectric | 20.7 | 15 | Electric Utility
3413 | PUD No 1 of Chelan County | 6200 | Rock Island | B-3 | Conventional Hydroelectric | 20.7 | 15 | Electric Utility
3413 | PUD No 1 of Chelan County | 6200 | Rock Island | B-4 | Conventional Hydroelectric | 20.7 | 15 | Electric Utility
3413 | PUD No 1 of Chelan County | 6200 | Rock Island | B-5 | Conventional Hydroelectric | 22.5 | 17 | Electric Utility
3413 | PUD No 1 of Chelan County | 6200 | Rock Island | B-6 | Conventional Hydroelectric | 22.5 | 17 | Electric Utility
3413 | PUD No 1 of Chelan County | 6200 | Rock Island | B-7 | Conventional Hydroelectric | 22.5 | 17 | Electric Utility
3413 | PUD No 1 of Chelan County | 6200 | Rock Island | B-8 | Conventional Hydroelectric | 22.5 | 17 | Electric Utility
3413 | PUD No 1 of Chelan County | 6200 | Rock Island | B-9 | Conventional Hydroelectric | 22.5 | 19 | Electric Utility
3413 | PUD No 1 of Chelan County | 6200 | Rock Island | U-1 | Conventional Hydroelectric | 51.3 | 42 | Electric Utility
3413 | PUD No 1 of Chelan County | 6200 | Rock Island | U-2 | Conventional Hydroelectric | 51.3 | 42 | Electric Utility
3413 | PUD No 1 of Chelan County | 6200 | Rock Island | U-3 | Conventional Hydroelectric | 51.3 | 42 | Electric Utility
3413 | PUD No 1 of Chelan County | 6200 | Rock Island | U-4 | Conventional Hydroelectric | 51.3 | 42 | Electric Utility
3413 | PUD No 1 of Chelan County | 6200 | Rock Island | U-5 | Conventional Hydroelectric | 51.3 | 42 | Electric Utility
3413 | PUD No 1 of Chelan County | 6200 | Rock Island | U-6 | Conventional Hydroelectric | 51.3 | 42 | Electric Utility
3413 | PUD No 1 of Chelan County | 6200 | Rock Island | U-7 | Conventional Hydroelectric | 51.3 | 42 | Electric Utility
3413 | PUD No 1 of Chelan County | 6200 | Rock Island | U-8 | Conventional Hydroelectric | 51.3 | 42 | Electric Utility
3413 | PUD No 1 of Chelan County | 6424 | Chelan | A-1 | Conventional Hydroelectric | 29.6 | 31.4 | Electric Utility
3413 | PUD No 1 of Chelan County | 6424 | Chelan | A-2 | Conventional Hydroelectric | 29.6 | 30.7 | Electric Utility
3432 | Ticona Polymers Inc | 10243 | Ticona Polymers Inc | GEN5 | Natural Gas Fired Combustion Turbine | 44.2 | 32.5 | Industrial CHP
3452 | Chevron USA Inc-El Sequndo | 10213 | El Segundo Cogen | GEN1 | Natural Gas Fired Combined Cycle | 42.4 | 38.7 | Industrial CHP
3452 | Chevron USA Inc-El Sequndo | 10213 | El Segundo Cogen | GEN2 | Natural Gas Fired Combined Cycle | 42.4 | 38.7 | Industrial CHP
3452 | Chevron USA Inc-El Sequndo | 10213 | El Segundo Cogen | GEN5 | Natural Gas Fired Combined Cycle | 40.3 | 39.2 | Industrial CHP
3452 | Chevron USA Inc-El Sequndo | 10213 | El Segundo Cogen | GEN6 | Natural Gas Fired Combined Cycle | 9.1 | 9.1 | Industrial CHP
3452 | Chevron USA Inc-El Sequndo | 10213 | El Segundo Cogen | GEN7 | Natural Gas Fired Combined Cycle | 40.7 | 40.7 | Industrial CHP
3452 | Chevron USA Inc-El Sequndo | 10213 | El Segundo Cogen | GEN8 | Natural Gas Fired Combined Cycle | 5.2 | 5.2 | Industrial CHP
3453 | Chevron Refinery-Hawaii | 10194 | Hawaii Cogen | GEN1 | Other Gases | 3 | 3.2 | Industrial CHP
3453 | Chevron Refinery-Hawaii | 10194 | Hawaii Cogen | GEN2 | Other Gases | 3 | 3.2 | Industrial CHP
3453 | Chevron Refinery-Hawaii | 10194 | Hawaii Cogen | GEN3 | Petroleum Liquids | 3 | 3 | Industrial CHP
3453 | Chevron Refinery-Hawaii | 10194 | Hawaii Cogen | GEN4 | Petroleum Liquids | 3.2 | 3.2 | Industrial CHP
3455 | Chevron Oronite Co LLC | 55857 | Oak Point Cogen | 5121 | Natural Gas Fired Combustion Turbine | 4.7 | 4 | Industrial CHP
3455 | Chevron Oronite Co LLC | 55857 | Oak Point Cogen | 5131 | Natural Gas Fired Combustion Turbine | 4.7 | 4 | Industrial CHP
3455 | Chevron Oronite Co LLC | 55857 | Oak Point Cogen | 5141 | Natural Gas Fired Combustion Turbine | 4.7 | 4 | Industrial CHP
3455 | Chevron Oronite Co LLC | 55857 | Oak Point Cogen | 5151 | Natural Gas Fired Combustion Turbine | 4.7 | 4 | Industrial CHP
3455 | Chevron Oronite Co LLC | 55857 | Oak Point Cogen | 5161 | Natural Gas Fired Combustion Turbine | 4.7 | 4 | Industrial CHP
3473 | Metro Wtr Recl Dist Grtr Chi | 10903 | Lockport Powerhouse | 1GEN | Conventional Hydroelectric | 8 | 6 | IPP Non-CHP
3473 | Metro Wtr Recl Dist Grtr Chi | 10903 | Lockport Powerhouse | 2GEN | Conventional Hydroelectric | 8 | 6 | IPP Non-CHP
3476 | DTE San Diego COGEN Inc. | 10175 | Childrens Hospital | 0799 | Petroleum Liquids | 2 | 2 | Commercial CHP
3476 | DTE San Diego COGEN Inc. | 10175 | Childrens Hospital | 1711 | Natural Gas Fired Combustion Turbine | 3.5 | 3.5 | Commercial CHP
3476 | DTE San Diego COGEN Inc. | 10175 | Childrens Hospital | 5083 | Petroleum Liquids | 1.5 | 1.5 | Commercial CHP
3476 | DTE San Diego COGEN Inc. | 10175 | Childrens Hospital | 5084 | Petroleum Liquids | 1.5 | 1.5 | Commercial CHP
3476 | DTE San Diego COGEN Inc. | 10175 | Childrens Hospital | 5085 | Petroleum Liquids | 1.5 | 1.5 | Commercial CHP
3477 | City of Chicopee - (MA) | 7396 | Front Street | 1 | Petroleum Liquids | 2.7 | 2.8 | Electric Utility
3477 | City of Chicopee - (MA) | 7396 | Front Street | 2 | Petroleum Liquids | 2.7 | 2.8 | Electric Utility
3477 | City of Chicopee - (MA) | 7396 | Front Street | 3 | Petroleum Liquids | 2.7 | 2.8 | Electric Utility
3477 | City of Chicopee - (MA) | 50832 | Chicopee Hydroelectric Station | 1 | Conventional Hydroelectric | 1.2 | 1.2 | IPP Non-CHP
3477 | City of Chicopee - (MA) | 50832 | Chicopee Hydroelectric Station | 2 | Conventional Hydroelectric | 1.2 | 1.2 | IPP Non-CHP
3486 | Chillicothe Municipal Utils | 2122 | Chillicothe | D1 | Petroleum Liquids | 2 | 2 | Electric Utility
3486 | Chillicothe Municipal Utils | 2122 | Chillicothe | D2 | Petroleum Liquids | 2 | 2 | Electric Utility
3486 | Chillicothe Municipal Utils | 2122 | Chillicothe | D3 | Petroleum Liquids | 2 | 2 | Electric Utility
3486 | Chillicothe Municipal Utils | 2122 | Chillicothe | D4 | Petroleum Liquids | 2 | 2 | Electric Utility
3486 | Chillicothe Municipal Utils | 2122 | Chillicothe | D5 | Petroleum Liquids | 2 | 2 | Electric Utility
3486 | Chillicothe Municipal Utils | 2122 | Chillicothe | GT1 | Natural Gas Fired Combustion Turbine | 40 | 40 | Electric Utility
3486 | Chillicothe Municipal Utils | 2122 | Chillicothe | GT2 | Natural Gas Fired Combustion Turbine | 40 | 40 | Electric Utility
3490 | Crystal Springs Hydro Elec LP | 10806 | Crystal Springs | GEN1 | Conventional Hydroelectric | 2.3 | 2 | IPP Non-CHP
3522 | Chugach Electric Assn Inc | 96 | Beluga | 1 | Natural Gas Fired Combustion Turbine | 16 | 18.9 | Electric Utility
3522 | Chugach Electric Assn Inc | 96 | Beluga | 2 | Natural Gas Fired Combustion Turbine | 16 | 18.9 | Electric Utility
3522 | Chugach Electric Assn Inc | 96 | Beluga | 3 | Natural Gas Fired Combustion Turbine | 59.1 | 58 | Electric Utility
3522 | Chugach Electric Assn Inc | 96 | Beluga | 5 | Natural Gas Fired Combustion Turbine | 68.3 | 61.4 | Electric Utility
3522 | Chugach Electric Assn Inc | 96 | Beluga | 6 | Natural Gas Fired Combined Cycle | 76.5 | 72.6 | Electric Utility
3522 | Chugach Electric Assn Inc | 96 | Beluga | 7 | Natural Gas Fired Combined Cycle | 76.5 | 70.6 | Electric Utility
3522 | Chugach Electric Assn Inc | 96 | Beluga | 8 | Natural Gas Fired Combined Cycle | 62 | 44 | Electric Utility
3522 | Chugach Electric Assn Inc | 6291 | Cooper Lake | 1 | Conventional Hydroelectric | 9.7 | 9.7 | Electric Utility
3522 | Chugach Electric Assn Inc | 6291 | Cooper Lake | 2 | Conventional Hydroelectric | 9.7 | 9.7 | Electric Utility
3522 | Chugach Electric Assn Inc | 6293 | International | 1 | Natural Gas Fired Combustion Turbine | 15 | 12.6 | Electric Utility
3522 | Chugach Electric Assn Inc | 6293 | International | 2 | Natural Gas Fired Combustion Turbine | 15 | 12.6 | Electric Utility
3522 | Chugach Electric Assn Inc | 6293 | International | 3 | Natural Gas Fired Combustion Turbine | 16.3 | 16.7 | Electric Utility
3522 | Chugach Electric Assn Inc | 57036 | Southcentral Power Project | 1 | Natural Gas Fired Combined Cycle | 48.8 | 39.8 | Electric Utility
3522 | Chugach Electric Assn Inc | 57036 | Southcentral Power Project | 2 | Natural Gas Fired Combined Cycle | 48.8 | 39.8 | Electric Utility
3522 | Chugach Electric Assn Inc | 57036 | Southcentral Power Project | 3 | Natural Gas Fired Combined Cycle | 48.8 | 39.8 | Electric Utility
3522 | Chugach Electric Assn Inc | 57036 | Southcentral Power Project | 4 | Natural Gas Fired Combined Cycle | 57.5 | 50.3 | Electric Utility
3542 | Duke Energy Ohio Inc | 2832 | Miami Fort | 6 | Conventional Steam Coal | 163.2 | 163 | Electric Utility
3542 | Duke Energy Ohio Inc | 2832 | Miami Fort | 7 | Conventional Steam Coal | 557.1 | 510 | Electric Utility
3542 | Duke Energy Ohio Inc | 2832 | Miami Fort | 8 | Conventional Steam Coal | 557.7 | 510 | Electric Utility
3542 | Duke Energy Ohio Inc | 2832 | Miami Fort | GT3 | Petroleum Liquids | 16.5 | 14 | Electric Utility
3542 | Duke Energy Ohio Inc | 2832 | Miami Fort | GT4 | Petroleum Liquids | 16.5 | 14 | Electric Utility
3542 | Duke Energy Ohio Inc | 2832 | Miami Fort | GT5 | Petroleum Liquids | 16.5 | 14 | Electric Utility
3542 | Duke Energy Ohio Inc | 2832 | Miami Fort | GT6 | Petroleum Liquids | 16.5 | 14 | Electric Utility
3542 | Duke Energy Ohio Inc | 6019 | W H Zimmer | ST1 | Conventional Steam Coal | 1425.6 | 1344 | Electric Utility
3542 | Duke Energy Ohio Inc | 55111 | Vermillion Energy Facility | CT1 | Natural Gas Fired Combustion Turbine | 85.4 | 71 | Electric Utility
3542 | Duke Energy Ohio Inc | 55111 | Vermillion Energy Facility | CT2 | Natural Gas Fired Combustion Turbine | 85.4 | 71 | Electric Utility
3542 | Duke Energy Ohio Inc | 55111 | Vermillion Energy Facility | CT3 | Natural Gas Fired Combustion Turbine | 85.4 | 71 | Electric Utility
3542 | Duke Energy Ohio Inc | 55111 | Vermillion Energy Facility | CT4 | Natural Gas Fired Combustion Turbine | 85.4 | 71 | Electric Utility
3542 | Duke Energy Ohio Inc | 55111 | Vermillion Energy Facility | CT5 | Natural Gas Fired Combustion Turbine | 85.4 | 71 | Electric Utility
3542 | Duke Energy Ohio Inc | 55111 | Vermillion Energy Facility | CT6 | Natural Gas Fired Combustion Turbine | 85.4 | 71 | Electric Utility
3542 | Duke Energy Ohio Inc | 55111 | Vermillion Energy Facility | CT7 | Natural Gas Fired Combustion Turbine | 85.4 | 71 | Electric Utility
3542 | Duke Energy Ohio Inc | 55111 | Vermillion Energy Facility | CT8 | Natural Gas Fired Combustion Turbine | 85.4 | 71 | Electric Utility
3549 | Choctaw Gas Generating Pro LLC | 55694 | Quantum Choctaw Power LLC | CT1 | Natural Gas Fired Combined Cycle | 270 | 220 | IPP Non-CHP
3549 | Choctaw Gas Generating Pro LLC | 55694 | Quantum Choctaw Power LLC | CT2 | Natural Gas Fired Combined Cycle | 270 | 220 | IPP Non-CHP
3549 | Choctaw Gas Generating Pro LLC | 55694 | Quantum Choctaw Power LLC | ST1 | Natural Gas Fired Combined Cycle | 310.5 | 270 | IPP Non-CHP
3593 | Choctaw Generation L.P, L.L.L.P. | 55076 | Red Hills Generating Facility | RHGF | Conventional Steam Coal | 513.7 | 440 | IPP Non-CHP
3599 | Citizens Thermal Energy | 992 | CC Perry K | 4 | Natural Gas Steam Turbine | 15 | 10 | IPP CHP
3599 | Citizens Thermal Energy | 992 | CC Perry K | 6 | Natural Gas Steam Turbine | 5 | 3 | IPP CHP
3599 | Citizens Thermal Energy | 992 | CC Perry K | 7 | Natural Gas Steam Turbine | 1.7 | 1.7 | IPP CHP
3599 | Citizens Thermal Energy | 992 | CC Perry K | 8 | Natural Gas Steam Turbine | 1.7 | 1.7 | IPP CHP
3608 | Puna Geothermal Venture | 52028 | Puna Geothermal Venture I | OEC11 | Geothermal | 3.5 | 3.1 | IPP Non-CHP
3608 | Puna Geothermal Venture | 52028 | Puna Geothermal Venture I | OEC12 | Geothermal | 3.5 | 3.1 | IPP Non-CHP
3608 | Puna Geothermal Venture | 52028 | Puna Geothermal Venture I | OEC13 | Geothermal | 3.5 | 3.1 | IPP Non-CHP
3608 | Puna Geothermal Venture | 52028 | Puna Geothermal Venture I | OEC14 | Geothermal | 3.5 | 3.1 | IPP Non-CHP
3608 | Puna Geothermal Venture | 52028 | Puna Geothermal Venture I | OEC15 | Geothermal | 3.5 | 3.1 | IPP Non-CHP
3608 | Puna Geothermal Venture | 52028 | Puna Geothermal Venture I | OEC21 | Geothermal | 3.5 | 3.1 | IPP Non-CHP
3608 | Puna Geothermal Venture | 52028 | Puna Geothermal Venture I | OEC22 | Geothermal | 3.5 | 3.1 | IPP Non-CHP
3608 | Puna Geothermal Venture | 52028 | Puna Geothermal Venture I | OEC23 | Geothermal | 3.5 | 3.1 | IPP Non-CHP
3608 | Puna Geothermal Venture | 52028 | Puna Geothermal Venture I | OEC24 | Geothermal | 3.5 | 3.1 | IPP Non-CHP
3608 | Puna Geothermal Venture | 52028 | Puna Geothermal Venture I | OEC25 | Geothermal | 3.5 | 3.1 | IPP Non-CHP
3608 | Puna Geothermal Venture | 52028 | Puna Geothermal Venture I | OEC31 | Geothermal | 8 | 6 | IPP Non-CHP
3608 | Puna Geothermal Venture | 52028 | Puna Geothermal Venture I | OEC32 | Geothermal | 8 | 6 | IPP Non-CHP
3660 | PUD No 1 of Clark County - (WA) | 7605 | River Road Gen Plant | 1 | Natural Gas Fired Combined Cycle | 248 | 220 | Electric Utility
3662 | Citrus World Inc | 10275 | Florida's Natural Growers | CE50 | Natural Gas Fired Combustion Turbine | 3.5 | 3 | Industrial CHP
3662 | Citrus World Inc | 10275 | Florida's Natural Growers | TA70 | Natural Gas Fired Combustion Turbine | 7.2 | 4.9 | Industrial CHP
3663 | CHI-West Inc | 50156 | Bear Creek | GEN1 | Conventional Hydroelectric | 3.2 | 3 | IPP Non-CHP
3670 | FreePort-McMoRan-Corp-Chino Mines | 54667 | Chino Mines | 7 | Natural Gas Fired Combined Cycle | 16.5 | 15.4 | Industrial Non-CHP
3670 | FreePort-McMoRan-Corp-Chino Mines | 54667 | Chino Mines | 9 | Natural Gas Fired Combined Cycle | 37.5 | 35 | Industrial Non-CHP
3682 | CHI West Inc | 54387 | Weeks Falls | GEN1 | Conventional Hydroelectric | 4.3 | 4.2 | IPP Non-CHP
3692 | Clark University | 10408 | Clark University | GEN2 | Natural Gas Internal Combustion Engine | 2 | 2 | Commercial CHP
3702 | Clarksdale Public Utilities | 2059 | L L Wilkins | 6 | Natural Gas Fired Combined Cycle | 6 | 6.8 | Electric Utility
3702 | Clarksdale Public Utilities | 2059 | L L Wilkins | 7 | Natural Gas Steam Turbine | 7.5 | 7.5 | Electric Utility
3702 | Clarksdale Public Utilities | 2059 | L L Wilkins | 8 | Natural Gas Fired Combined Cycle | 16.2 | 13.2 | Electric Utility
3702 | Clarksdale Public Utilities | 2059 | L L Wilkins | 9 | Natural Gas Fired Combined Cycle | 25.5 | 22 | Electric Utility
3702 | Clarksdale Public Utilities | 55395 | Crossroads Energy Center | CT01 | Natural Gas Fired Combustion Turbine | 76.6 | 77 | Electric Utility
3702 | Clarksdale Public Utilities | 55395 | Crossroads Energy Center | CT02 | Natural Gas Fired Combustion Turbine | 76.6 | 77 | Electric Utility
3702 | Clarksdale Public Utilities | 55395 | Crossroads Energy Center | CT03 | Natural Gas Fired Combustion Turbine | 76.6 | 77 | Electric Utility
3702 | Clarksdale Public Utilities | 55395 | Crossroads Energy Center | CT04 | Natural Gas Fired Combustion Turbine | 76.6 | 77 | Electric Utility
3710 | City of Clay Center - (KS) | 1270 | Clay Center | 5 | Natural Gas Steam Turbine | 3 | 3 | Electric Utility
3710 | City of Clay Center - (KS) | 1270 | Clay Center | 6 | Natural Gas Steam Turbine | 5 | 5 | Electric Utility
3710 | City of Clay Center - (KS) | 1270 | Clay Center | IC1 | Natural Gas Internal Combustion Engine | 0.9 | 0.9 | Electric Utility
3710 | City of Clay Center - (KS) | 1270 | Clay Center | IC2 | Natural Gas Internal Combustion Engine | 2.1 | 2 | Electric Utility
3710 | City of Clay Center - (KS) | 1270 | Clay Center | IC3 | Natural Gas Internal Combustion Engine | 5.1 | 5 | Electric Utility
3710 | City of Clay Center - (KS) | 1270 | Clay Center | IC4 | Natural Gas Internal Combustion Engine | 3.5 | 3.5 | Electric Utility
3710 | City of Clay Center - (KS) | 1270 | Clay Center | IC5 | Natural Gas Internal Combustion Engine | 3.5 | 3.5 | Electric Utility
3710 | City of Clay Center - (KS) | 1270 | Clay Center | IC6 | Natural Gas Internal Combustion Engine | 6.8 | 6.8 | Electric Utility
3762 | City of Cleveland - (OH) | 2906 | Collinwood | 3 | Natural Gas Fired Combustion Turbine | 16 | 16 | Electric Utility
3762 | City of Cleveland - (OH) | 2909 | West 41st Street | 1 | Natural Gas Fired Combustion Turbine | 16 | 16 | Electric Utility
3762 | City of Cleveland - (OH) | 2909 | West 41st Street | 2 | Natural Gas Fired Combustion Turbine | 16 | 16 | Electric Utility
3770 | Co-Generation Co | 50921 | Co-Gen LLC | GEN1 | Wood/Wood Waste Biomass | 7.5 | 7.5 | IPP CHP
3775 | Clear Lake Cogeneration LP | 10741 | Clear Lake Cogeneration Ltd | G102 | Natural Gas Fired Combined Cycle | 129 | 100 | IPP CHP
3775 | Clear Lake Cogeneration LP | 10741 | Clear Lake Cogeneration Ltd | G103 | Natural Gas Fired Combined Cycle | 129 | 100 | IPP CHP
3775 | Clear Lake Cogeneration LP | 10741 | Clear Lake Cogeneration Ltd | G104 | Natural Gas Fired Combined Cycle | 129 | 100 | IPP CHP
3775 | Clear Lake Cogeneration LP | 10741 | Clear Lake Cogeneration Ltd | S101 | Natural Gas Fired Combined Cycle | 51.9 | 50.3 | IPP CHP
3775 | Clear Lake Cogeneration LP | 10741 | Clear Lake Cogeneration Ltd | S102 | Natural Gas Fired Combined Cycle | 14.3 | 12.1 | IPP CHP
3790 | BF ATL Realty Services LLC | 55152 | Bank of America Plaza | GEN1 | Petroleum Liquids | 1.5 | 1.3 | Commercial Non-CHP
3790 | BF ATL Realty Services LLC | 55152 | Bank of America Plaza | GEN2 | Petroleum Liquids | 1.5 | 1.3 | Commercial Non-CHP
3807 | Cleveland Cliffs Inc | 10849 | Silver Bay Power | GEN1 | Conventional Steam Coal | 50 | 36 | Industrial CHP
3807 | Cleveland Cliffs Inc | 10849 | Silver Bay Power | GEN2 | Conventional Steam Coal | 81.6 | 69 | Industrial CHP
3813 | Village of Clinton - (MI) | 1818 | Clinton | 1 | Petroleum Liquids | 0.5 | 0.5 | Electric Utility
3813 | Village of Clinton - (MI) | 1818 | Clinton | 2 | Petroleum Liquids | 0.5 | 0.5 | Electric Utility
3813 | Village of Clinton - (MI) | 1818 | Clinton | 6 | Natural Gas Internal Combustion Engine | 2 | 2 | Electric Utility
3828 | Cloverland Electric Co-op | 1750 | Manistique | 1 | Petroleum Liquids | 2 | 2 | Electric Utility
3828 | Cloverland Electric Co-op | 1750 | Manistique | 2 | Petroleum Liquids | 2.8 | 2.8 | Electric Utility
3828 | Cloverland Electric Co-op | 1751 | Edison Sault | 10 | Conventional Hydroelectric | 0.6 | 0.4 | Electric Utility
3828 | Cloverland Electric Co-op | 1751 | Edison Sault | 11 | Conventional Hydroelectric | 0.6 | 0.4 | Electric Utility
3828 | Cloverland Electric Co-op | 1751 | Edison Sault | 12 | Conventional Hydroelectric | 0.6 | 0.4 | Electric Utility
3828 | Cloverland Electric Co-op | 1751 | Edison Sault | 13 | Conventional Hydroelectric | 0.6 | 0.4 | Electric Utility
3828 | Cloverland Electric Co-op | 1751 | Edison Sault | 14 | Conventional Hydroelectric | 0.6 | 0.4 | Electric Utility
3828 | Cloverland Electric Co-op | 1751 | Edison Sault | 15 | Conventional Hydroelectric | 0.6 | 0.4 | Electric Utility
3828 | Cloverland Electric Co-op | 1751 | Edison Sault | 16 | Conventional Hydroelectric | 0.6 | 0.4 | Electric Utility
3828 | Cloverland Electric Co-op | 1751 | Edison Sault | 17 | Conventional Hydroelectric | 0.6 | 0.4 | Electric Utility
3828 | Cloverland Electric Co-op | 1751 | Edison Sault | 18 | Conventional Hydroelectric | 0.6 | 0.4 | Electric Utility
3828 | Cloverland Electric Co-op | 1751 | Edison Sault | 19 | Conventional Hydroelectric | 0.6 | 0.4 | Electric Utility
3828 | Cloverland Electric Co-op | 1751 | Edison Sault | 20 | Conventional Hydroelectric | 0.6 | 0.4 | Electric Utility
3828 | Cloverland Electric Co-op | 1751 | Edison Sault | 21 | Conventional Hydroelectric | 0.6 | 0.4 | Electric Utility
3828 | Cloverland Electric Co-op | 1751 | Edison Sault | 22 | Conventional Hydroelectric | 0.6 | 0.4 | Electric Utility
3828 | Cloverland Electric Co-op | 1751 | Edison Sault | 23 | Conventional Hydroelectric | 0.6 | 0.4 | Electric Utility
3828 | Cloverland Electric Co-op | 1751 | Edison Sault | 24 | Conventional Hydroelectric | 0.6 | 0.4 | Electric Utility
3828 | Cloverland Electric Co-op | 1751 | Edison Sault | 25 | Conventional Hydroelectric | 0.6 | 0.4 | Electric Utility
3828 | Cloverland Electric Co-op | 1751 | Edison Sault | 26 | Conventional Hydroelectric | 0.6 | 0.4 | Electric Utility
3828 | Cloverland Electric Co-op | 1751 | Edison Sault | 27 | Conventional Hydroelectric | 0.6 | 0.4 | Electric Utility
3828 | Cloverland Electric Co-op | 1751 | Edison Sault | 28 | Conventional Hydroelectric | 0.6 | 0.4 | Electric Utility
3828 | Cloverland Electric Co-op | 1751 | Edison Sault | 29 | Conventional Hydroelectric | 0.6 | 0.4 | Electric Utility
3828 | Cloverland Electric Co-op | 1751 | Edison Sault | 30 | Conventional Hydroelectric | 0.6 | 0.4 | Electric Utility
3828 | Cloverland Electric Co-op | 1751 | Edison Sault | 31 | Conventional Hydroelectric | 0.6 | 0.4 | Electric Utility
3828 | Cloverland Electric Co-op | 1751 | Edison Sault | 32 | Conventional Hydroelectric | 0.6 | 0.4 | Electric Utility
3828 | Cloverland Electric Co-op | 1751 | Edison Sault | 33 | Conventional Hydroelectric | 0.6 | 0.4 | Electric Utility
3828 | Cloverland Electric Co-op | 1751 | Edison Sault | 34 | Conventional Hydroelectric | 0.6 | 0.4 | Electric Utility
3828 | Cloverland Electric Co-op | 1751 | Edison Sault | 35 | Conventional Hydroelectric | 0.6 | 0.4 | Electric Utility
3828 | Cloverland Electric Co-op | 1751 | Edison Sault | 36 | Conventional Hydroelectric | 0.6 | 0.4 | Electric Utility
3828 | Cloverland Electric Co-op | 1751 | Edison Sault | 37 | Conventional Hydroelectric | 0.6 | 0.4 | Electric Utility
3828 | Cloverland Electric Co-op | 1751 | Edison Sault | 38 | Conventional Hydroelectric | 0.6 | 0.4 | Electric Utility
3828 | Cloverland Electric Co-op | 1751 | Edison Sault | 39 | Conventional Hydroelectric | 0.6 | 0.4 | Electric Utility
3828 | Cloverland Electric Co-op | 1751 | Edison Sault | 40 | Conventional Hydroelectric | 0.6 | 0.4 | Electric Utility
3828 | Cloverland Electric Co-op | 1751 | Edison Sault | 41 | Conventional Hydroelectric | 0.6 | 0.4 | Electric Utility
3828 | Cloverland Electric Co-op | 1751 | Edison Sault | 42 | Conventional Hydroelectric | 0.5 | 0.4 | Electric Utility
3828 | Cloverland Electric Co-op | 1751 | Edison Sault | 45 | Conventional Hydroelectric | 0.6 | 0.4 | Electric Utility
3828 | Cloverland Electric Co-op | 1751 | Edison Sault | 46 | Conventional Hydroelectric | 0.6 | 0.4 | Electric Utility
3828 | Cloverland Electric Co-op | 1751 | Edison Sault | 47 | Conventional Hydroelectric | 0.6 | 0.4 | Electric Utility
3828 | Cloverland Electric Co-op | 1751 | Edison Sault | 48 | Conventional Hydroelectric | 0.6 | 0.4 | Electric Utility
3828 | Cloverland Electric Co-op | 1751 | Edison Sault | 49 | Conventional Hydroelectric | 0.6 | 0.4 | Electric Utility
3828 | Cloverland Electric Co-op | 1751 | Edison Sault | 50 | Conventional Hydroelectric | 0.6 | 0.4 | Electric Utility
3828 | Cloverland Electric Co-op | 1751 | Edison Sault | 51 | Conventional Hydroelectric | 0.6 | 0.4 | Electric Utility
3828 | Cloverland Electric Co-op | 1751 | Edison Sault | 52 | Conventional Hydroelectric | 0.6 | 0.4 | Electric Utility
3828 | Cloverland Electric Co-op | 1751 | Edison Sault | 53 | Conventional Hydroelectric | 0.6 | 0.4 | Electric Utility
3828 | Cloverland Electric Co-op | 1751 | Edison Sault | 54 | Conventional Hydroelectric | 0.6 | 0.4 | Electric Utility
3828 | Cloverland Electric Co-op | 1751 | Edison Sault | 55 | Conventional Hydroelectric | 0.6 | 0.4 | Electric Utility
3828 | Cloverland Electric Co-op | 1751 | Edison Sault | 56 | Conventional Hydroelectric | 0.6 | 0.4 | Electric Utility
3828 | Cloverland Electric Co-op | 1751 | Edison Sault | 57 | Conventional Hydroelectric | 0.6 | 0.4 | Electric Utility
3828 | Cloverland Electric Co-op | 1751 | Edison Sault | 58 | Conventional Hydroelectric | 0.6 | 0.4 | Electric Utility
3828 | Cloverland Electric Co-op | 1751 | Edison Sault | 59 | Conventional Hydroelectric | 0.6 | 0.4 | Electric Utility
3828 | Cloverland Electric Co-op | 1751 | Edison Sault | 6 | Conventional Hydroelectric | 0.6 | 0.4 | Electric Utility
3828 | Cloverland Electric Co-op | 1751 | Edison Sault | 60 | Conventional Hydroelectric | 0.6 | 0.4 | Electric Utility
3828 | Cloverland Electric Co-op | 1751 | Edison Sault | 61 | Conventional Hydroelectric | 0.6 | 0.4 | Electric Utility
3828 | Cloverland Electric Co-op | 1751 | Edison Sault | 62 | Conventional Hydroelectric | 0.5 | 0.4 | Electric Utility
3828 | Cloverland Electric Co-op | 1751 | Edison Sault | 63 | Conventional Hydroelectric | 0.5 | 0.4 | Electric Utility
3828 | Cloverland Electric Co-op | 1751 | Edison Sault | 64 | Conventional Hydroelectric | 0.5 | 0.4 | Electric Utility
3828 | Cloverland Electric Co-op | 1751 | Edison Sault | 65 | Conventional Hydroelectric | 0.5 | 0.4 | Electric Utility
3828 | Cloverland Electric Co-op | 1751 | Edison Sault | 66 | Conventional Hydroelectric | 0.5 | 0.4 | Electric Utility
3828 | Cloverland Electric Co-op | 1751 | Edison Sault | 67 | Conventional Hydroelectric | 0.5 | 0.4 | Electric Utility
3828 | Cloverland Electric Co-op | 1751 | Edison Sault | 68 | Conventional Hydroelectric | 0.5 | 0.4 | Electric Utility
3828 | Cloverland Electric Co-op | 1751 | Edison Sault | 69 | Conventional Hydroelectric | 0.5 | 0.4 | Electric Utility
3828 | Cloverland Electric Co-op | 1751 | Edison Sault | 7 | Conventional Hydroelectric | 0.6 | 0.4 | Electric Utility
3828 | Cloverland Electric Co-op | 1751 | Edison Sault | 70 | Conventional Hydroelectric | 0.5 | 0.4 | Electric Utility
3828 | Cloverland Electric Co-op | 1751 | Edison Sault | 71 | Conventional Hydroelectric | 0.5 | 0.4 | Electric Utility
3828 | Cloverland Electric Co-op | 1751 | Edison Sault | 72 | Conventional Hydroelectric | 0.5 | 0.4 | Electric Utility
3828 | Cloverland Electric Co-op | 1751 | Edison Sault | 73 | Conventional Hydroelectric | 0.5 | 0.4 | Electric Utility
3828 | Cloverland Electric Co-op | 1751 | Edison Sault | 74 | Conventional Hydroelectric | 0.5 | 0.4 | Electric Utility
3828 | Cloverland Electric Co-op | 1751 | Edison Sault | 75 | Conventional Hydroelectric | 0.5 | 0.4 | Electric Utility
3828 | Cloverland Electric Co-op | 1751 | Edison Sault | 76 | Conventional Hydroelectric | 0.5 | 0.4 | Electric Utility
3828 | Cloverland Electric Co-op | 1751 | Edison Sault | 77 | Conventional Hydroelectric | 0.5 | 0.4 | Electric Utility
3828 | Cloverland Electric Co-op | 1751 | Edison Sault | 78 | Conventional Hydroelectric | 0.5 | 0.4 | Electric Utility
3828 | Cloverland Electric Co-op | 1751 | Edison Sault | 79 | Conventional Hydroelectric | 0.5 | 0.4 | Electric Utility
3828 | Cloverland Electric Co-op | 1751 | Edison Sault | 8 | Conventional Hydroelectric | 0.6 | 0.4 | Electric Utility
3828 | Cloverland Electric Co-op | 1751 | Edison Sault | 80 | Conventional Hydroelectric | 0.5 | 0.4 | Electric Utility
3828 | Cloverland Electric Co-op | 1751 | Edison Sault | 9 | Conventional Hydroelectric | 0.6 | 0.4 | Electric Utility
3828 | Cloverland Electric Co-op | 1868 | Dafter | 1 | Petroleum Liquids | 1 | 0.9 | Electric Utility
3828 | Cloverland Electric Co-op | 1868 | Dafter | 3 | Petroleum Liquids | 1 | 0.9 | Electric Utility
3828 | Cloverland Electric Co-op | 1868 | Dafter | 4 | Petroleum Liquids | 3 | 2.5 | Electric Utility
3828 | Cloverland Electric Co-op | 1868 | Dafter | 5 | Petroleum Liquids | 3 | 2.5 | Electric Utility
3828 | Cloverland Electric Co-op | 6369 | Detour | 6 | Petroleum Liquids | 3 | 2.5 | Electric Utility
3828 | Cloverland Electric Co-op | 6369 | Detour | 7 | Petroleum Liquids | 3 | 2.5 | Electric Utility
3836 | CMS Generation Operating LLC | 10822 | Grayling Generating Station | GEN1 | Wood/Wood Waste Biomass | 38 | 38 | IPP Non-CHP
3836 | CMS Generation Operating LLC | 54751 | Genesee Power Station LP | GEN1 | Wood/Wood Waste Biomass | 39.5 | 35 | IPP Non-CHP
3837 | CMS Generation Operating Co II | 10525 | Craven County Wood Energy LP | 1UNI | Wood/Wood Waste Biomass | 50 | 48 | IPP Non-CHP
3838 | CMS Generation MI Power LLC | 55101 | Kalamazoo River Generating Station | 0001 | Natural Gas Fired Combustion Turbine | 73.1 | 65 | IPP Non-CHP
3838 | CMS Generation MI Power LLC | 55102 | Livingston Generating Station | 001 | Natural Gas Fired Combustion Turbine | 42.9 | 33 | IPP Non-CHP
3838 | CMS Generation MI Power LLC | 55102 | Livingston Generating Station | 002 | Natural Gas Fired Combustion Turbine | 42.4 | 33 | IPP Non-CHP
3838 | CMS Generation MI Power LLC | 55102 | Livingston Generating Station | 003 | Natural Gas Fired Combustion Turbine | 42.4 | 33 | IPP Non-CHP
3838 | CMS Generation MI Power LLC | 55102 | Livingston Generating Station | 004 | Natural Gas Fired Combustion Turbine | 42.4 | 33 | IPP Non-CHP
3852 | Coalinga Cogeneration Co | 50131 | Coalinga Cogeneration | K100 | Natural Gas Fired Combustion Turbine | 38.4 | 36 | IPP CHP
3890 | EFS Cogen Holdings I LLC | 50006 | Linden Cogen Plant | GTG1 | Natural Gas Fired Combined Cycle | 95.2 | 94.7 | IPP CHP
3890 | EFS Cogen Holdings I LLC | 50006 | Linden Cogen Plant | GTG2 | Natural Gas Fired Combined Cycle | 95.2 | 94.7 | IPP CHP
3890 | EFS Cogen Holdings I LLC | 50006 | Linden Cogen Plant | GTG3 | Natural Gas Fired Combined Cycle | 95.2 | 94.7 | IPP CHP
3890 | EFS Cogen Holdings I LLC | 50006 | Linden Cogen Plant | GTG4 | Natural Gas Fired Combined Cycle | 95.2 | 94.7 | IPP CHP
3890 | EFS Cogen Holdings I LLC | 50006 | Linden Cogen Plant | GTG5 | Natural Gas Fired Combined Cycle | 95.2 | 94.7 | IPP CHP
3890 | EFS Cogen Holdings I LLC | 50006 | Linden Cogen Plant | GTG6 | Natural Gas Fired Combined Cycle | 212.5 | 154.4 | IPP CHP
3890 | EFS Cogen Holdings I LLC | 50006 | Linden Cogen Plant | STG1 | Natural Gas Fired Combined Cycle | 95.2 | 94.7 | IPP CHP
3890 | EFS Cogen Holdings I LLC | 50006 | Linden Cogen Plant | STG2 | Natural Gas Fired Combined Cycle | 95.2 | 94.7 | IPP CHP
3890 | EFS Cogen Holdings I LLC | 50006 | Linden Cogen Plant | STG3 | Natural Gas Fired Combined Cycle | 95.2 | 94.9 | IPP CHP
3892 | City of Coffeyville - (KS) | 1271 | Coffeyville | 1 | Petroleum Liquids | 2 | 2 | Electric Utility
3892 | City of Coffeyville - (KS) | 1271 | Coffeyville | 2 | Petroleum Liquids | 2 | 2 | Electric Utility
3892 | City of Coffeyville - (KS) | 1271 | Coffeyville | 6 | Natural Gas Steam Turbine | 18.7 | 16 | Electric Utility
3892 | City of Coffeyville - (KS) | 1271 | Coffeyville | 7 | Natural Gas Steam Turbine | 40 | 37 | Electric Utility
3900 | City of Coggon - (IA) | 1132 | Coggon | 4 | Petroleum Liquids | 0.6 | 0.6 | Electric Utility
3900 | City of Coggon - (IA) | 1132 | Coggon | IC1 | Petroleum Liquids | 0.6 | 0.6 | Electric Utility
3900 | City of Coggon - (IA) | 1132 | Coggon | IC5 | Petroleum Liquids | 2 | 2 | Electric Utility
3913 | City of Colby - (KS) | 1272 | Colby City of | 3 | Petroleum Liquids | 2.5 | 1.8 | Electric Utility
3913 | City of Colby - (KS) | 1272 | Colby City of | 4 | Petroleum Liquids | 1.7 | 1.2 | Electric Utility
3913 | City of Colby - (KS) | 1272 | Colby City of | 5 | Petroleum Liquids | 1.3 | 1 | Electric Utility
3913 | City of Colby - (KS) | 1272 | Colby City of | 6 | Petroleum Liquids | 4.5 | 3.5 | Electric Utility
3913 | City of Colby - (KS) | 1272 | Colby City of | 7 | Petroleum Liquids | 4.5 | 3.5 | Electric Utility
3913 | City of Colby - (KS) | 1272 | Colby City of | 8 | Petroleum Liquids | 2.7 | 2.5 | Electric Utility
3930 | Co-Gen II | 50993 | Co-Gen II LLC | GEN1 | Wood/Wood Waste Biomass | 7.5 | 7.8 | IPP CHP
3953 | Collins Pine Co | 10661 | Collins Pine Project | GEN4 | Wood/Wood Waste Biomass | 12 | 12 | Industrial CHP
3989 | City of Colorado Springs - (CO) | 492 | Martin Drake | 5 | Conventional Steam Coal | 50 | 46 | Electric Utility
3989 | City of Colorado Springs - (CO) | 492 | Martin Drake | 6 | Conventional Steam Coal | 75 | 77 | Electric Utility
3989 | City of Colorado Springs - (CO) | 492 | Martin Drake | 7 | Conventional Steam Coal | 132 | 131 | Electric Utility
3989 | City of Colorado Springs - (CO) | 493 | George Birdsall | 1 | Natural Gas Steam Turbine | 17.3 | 16 | Electric Utility
3989 | City of Colorado Springs - (CO) | 493 | George Birdsall | 2 | Natural Gas Steam Turbine | 18.8 | 16 | Electric Utility
3989 | City of Colorado Springs - (CO) | 493 | George Birdsall | 3 | Natural Gas Steam Turbine | 23.5 | 23 | Electric Utility
3989 | City of Colorado Springs - (CO) | 494 | Manitou Springs | 1 | Conventional Hydroelectric | 2.5 | 2.5 | Electric Utility
3989 | City of Colorado Springs - (CO) | 494 | Manitou Springs | 2 | Conventional Hydroelectric | 2.5 | 2.6 | Electric Utility
3989 | City of Colorado Springs - (CO) | 494 | Manitou Springs | 3 | Conventional Hydroelectric | 1 | 0.5 | Electric Utility
3989 | City of Colorado Springs - (CO) | 495 | Ruxton Park | 1 | Conventional Hydroelectric | 1.2 | 1 | Electric Utility
3989 | City of Colorado Springs - (CO) | 7233 | Tesla | 1 | Conventional Hydroelectric | 27.6 | 28 | Electric Utility
3989 | City of Colorado Springs - (CO) | 8219 | Ray D Nixon | 1 | Conventional Steam Coal | 207 | 208 | Electric Utility
3989 | City of Colorado Springs - (CO) | 8219 | Ray D Nixon | GT1 | Natural Gas Fired Combustion Turbine | 37.8 | 30 | Electric Utility
3989 | City of Colorado Springs - (CO) | 8219 | Ray D Nixon | GT2 | Natural Gas Fired Combustion Turbine | 37.8 | 30 | Electric Utility
3989 | City of Colorado Springs - (CO) | 55283 | Front Range Power Plant | 1 | Natural Gas Fired Combined Cycle | 154 | 135 | Electric Utility
3989 | City of Colorado Springs - (CO) | 55283 | Front Range Power Plant | 2 | Natural Gas Fired Combined Cycle | 154 | 135 | Electric Utility
3989 | City of Colorado Springs - (CO) | 55283 | Front Range Power Plant | 3 | Natural Gas Fired Combined Cycle | 233 | 190 | Electric Utility
3990 | Colorado River Indian Irr Proj | 7179 | Headgate Rock | 1 | Conventional Hydroelectric | 6.5 | 6.5 | Electric Utility
3990 | Colorado River Indian Irr Proj | 7179 | Headgate Rock | 2 | Conventional Hydroelectric | 6.5 | 6.5 | Electric Utility
3990 | Colorado River Indian Irr Proj | 7179 | Headgate Rock | 3 | Conventional Hydroelectric | 6.5 | 6.5 | Electric Utility
3998 | Desert View Power Inc | 10300 | Desert View Power | GEN1 | Wood/Wood Waste Biomass | 55.5 | 47 | IPP Non-CHP
4028 | Columbia Energy LLC | 55386 | Columbia Energy Center (SC) | CT1 | Natural Gas Fired Combined Cycle | 197 | 151.5 | IPP CHP
4028 | Columbia Energy LLC | 55386 | Columbia Energy Center (SC) | CT2 | Natural Gas Fired Combined Cycle | 197 | 151.5 | IPP CHP
4028 | Columbia Energy LLC | 55386 | Columbia Energy Center (SC) | ST1 | Natural Gas Fired Combined Cycle | 274.5 | 240 | IPP CHP
4045 | City of Columbia - (MO) | 2123 | Columbia (MO) | 5 | Conventional Steam Coal | 16.5 | 16.5 | Electric Utility
4045 | City of Columbia - (MO) | 2123 | Columbia (MO) | 6 | Natural Gas Fired Combustion Turbine | 12.5 | 12.5 | Electric Utility
4045 | City of Columbia - (MO) | 2123 | Columbia (MO) | 7 | Conventional Steam Coal | 22 | 22 | Electric Utility
4045 | City of Columbia - (MO) | 2123 | Columbia (MO) | 8 | Natural Gas Steam Turbine | 35 | 35 | Electric Utility
4045 | City of Columbia - (MO) | 2123 | Columbia (MO) | DAN1 | Petroleum Liquids | 2 | 2 | Electric Utility
4045 | City of Columbia - (MO) | 2123 | Columbia (MO) | LF1 | Landfill Gas | 1 | 1 | Electric Utility
4045 | City of Columbia - (MO) | 2123 | Columbia (MO) | LF2 | Landfill Gas | 1 | 1 | Electric Utility
4045 | City of Columbia - (MO) | 2123 | Columbia (MO) | LF3 | Landfill Gas | 1 | 1 | Electric Utility
4045 | City of Columbia - (MO) | 2123 | Columbia (MO) | MBS1 | Petroleum Liquids | 1 | 1 | Electric Utility
4045 | City of Columbia - (MO) | 2123 | Columbia (MO) | MBS2 | Petroleum Liquids | 1 | 1 | Electric Utility
4045 | City of Columbia - (MO) | 2123 | Columbia (MO) | SF1 | Petroleum Liquids | 1 | 1 | Electric Utility
4045 | City of Columbia - (MO) | 2123 | Columbia (MO) | SF2 | Petroleum Liquids | 1 | 1 | Electric Utility
4045 | City of Columbia - (MO) | 2123 | Columbia (MO) | SH1 | Petroleum Liquids | 1.3 | 1.3 | Electric Utility
4045 | City of Columbia - (MO) | 2123 | Columbia (MO) | SH2 | Petroleum Liquids | 1.3 | 1.3 | Electric Utility
4045 | City of Columbia - (MO) | 2123 | Columbia (MO) | WTP1 | Petroleum Liquids | 2 | 2 | Electric Utility
4045 | City of Columbia - (MO) | 2123 | Columbia (MO) | WTP2 | Petroleum Liquids | 2 | 2 | Electric Utility
4045 | City of Columbia - (MO) | 55447 | Columbia Energy Center | CT01 | Natural Gas Fired Combustion Turbine | 40.7 | 35 | Electric Utility
4045 | City of Columbia - (MO) | 55447 | Columbia Energy Center | CT02 | Natural Gas Fired Combustion Turbine | 40.7 | 35 | Electric Utility
4045 | City of Columbia - (MO) | 55447 | Columbia Energy Center | CT03 | Natural Gas Fired Combustion Turbine | 40.7 | 35 | Electric Utility
4045 | City of Columbia - (MO) | 55447 | Columbia Energy Center | CT04 | Natural Gas Fired Combustion Turbine | 40.7 | 35 | Electric Utility
4065 | City of Columbus - (OH) | 7279 | O'Shaughnessy Hydro | 1 | Conventional Hydroelectric | 1.3 | 1.3 | Electric Utility
4065 | City of Columbus - (OH) | 7279 | O'Shaughnessy Hydro | 2 | Conventional Hydroelectric | 3.9 | 3.9 | Electric Utility
4065 | City of Columbus - (OH) | 56420 | Renick Run Pumping Station 03-04 | 0003 | Petroleum Liquids | 1.4 | 1.1 | Electric Utility
4065 | City of Columbus - (OH) | 56420 | Renick Run Pumping Station 03-04 | 0004 | Petroleum Liquids | 1.4 | 1.1 | Electric Utility
4065 | City of Columbus - (OH) | 56421 | PS ST-8 Engine No 1 | 0005 | Petroleum Liquids | 2 | 1.8 | Electric Utility
4065 | City of Columbus - (OH) | 56422 | ST-1/1A Engine No 1 | 0006 | Petroleum Liquids | 1.3 | 1.1 | Electric Utility
4065 | City of Columbus - (OH) | 56423 | Dodge Park Engine No 1 | 0007 | Petroleum Liquids | 2 | 1.8 | Electric Utility
4119 | Hewlett-Packard Company | 54457 | Hewlett Packard Alpharetta | ALF1 | Petroleum Liquids | 1 | 1 | Commercial Non-CHP
4119 | Hewlett-Packard Company | 54457 | Hewlett Packard Alpharetta | ALF2 | Petroleum Liquids | 1 | 1 | Commercial Non-CHP
4119 | Hewlett-Packard Company | 54457 | Hewlett Packard Alpharetta | ALF3 | Petroleum Liquids | 1 | 1 | Commercial Non-CHP
4119 | Hewlett-Packard Company | 54457 | Hewlett Packard Alpharetta | ALF4 | Petroleum Liquids | 1 | 1 | Commercial Non-CHP
4119 | Hewlett-Packard Company | 54457 | Hewlett Packard Alpharetta | ALF5 | Petroleum Liquids | 1 | 1 | Commercial Non-CHP
4119 | Hewlett-Packard Company | 54457 | Hewlett Packard Alpharetta | B1GN1 | Petroleum Liquids | 1.5 | 1.4 | Commercial Non-CHP
4119 | Hewlett-Packard Company | 54457 | Hewlett Packard Alpharetta | B1GN2 | Petroleum Liquids | 1.5 | 1.4 | Commercial Non-CHP
4161 | Constellation Power Source Gen | 1553 | Gould Street | 3 | Natural Gas Steam Turbine | 103.5 | 97 | IPP Non-CHP
4161 | Constellation Power Source Gen | 1555 | Notch Cliff | GT1 | Natural Gas Fired Combustion Turbine | 18 | 14 | IPP Non-CHP
4161 | Constellation Power Source Gen | 1555 | Notch Cliff | GT2 | Natural Gas Fired Combustion Turbine | 18 | 14 | IPP Non-CHP
4161 | Constellation Power Source Gen | 1555 | Notch Cliff | GT3 | Natural Gas Fired Combustion Turbine | 18 | 14 | IPP Non-CHP
4161 | Constellation Power Source Gen | 1555 | Notch Cliff | GT4 | Natural Gas Fired Combustion Turbine | 18 | 14 | IPP Non-CHP
4161 | Constellation Power Source Gen | 1555 | Notch Cliff | GT5 | Natural Gas Fired Combustion Turbine | 18 | 14.6 | IPP Non-CHP
4161 | Constellation Power Source Gen | 1555 | Notch Cliff | GT6 | Natural Gas Fired Combustion Turbine | 18 | 15.6 | IPP Non-CHP
4161 | Constellation Power Source Gen | 1555 | Notch Cliff | GT7 | Natural Gas Fired Combustion Turbine | 18 | 14.5 | IPP Non-CHP
4161 | Constellation Power Source Gen | 1555 | Notch Cliff | GT8 | Natural Gas Fired Combustion Turbine | 18 | 16 | IPP Non-CHP
4161 | Constellation Power Source Gen | 1556 | Perryman | GT1 | Petroleum Liquids | 53.1 | 52 | IPP Non-CHP
4161 | Constellation Power Source Gen | 1556 | Perryman | GT2 | Petroleum Liquids | 53.1 | 51 | IPP Non-CHP
4161 | Constellation Power Source Gen | 1556 | Perryman | GT3 | Petroleum Liquids | 53.1 | 51 | IPP Non-CHP
4161 | Constellation Power Source Gen | 1556 | Perryman | GT4 | Petroleum Liquids | 53.1 | 52 | IPP Non-CHP
4161 | Constellation Power Source Gen | 1556 | Perryman | GT5 | Natural Gas Fired Combustion Turbine | 192 | 147.6 | IPP Non-CHP
4161 | Constellation Power Source Gen | 1557 | Philadelphia | GT1 | Petroleum Liquids | 20.7 | 15.3 | IPP Non-CHP
4161 | Constellation Power Source Gen | 1557 | Philadelphia | GT2 | Petroleum Liquids | 20.7 | 16 | IPP Non-CHP
4161 | Constellation Power Source Gen | 1557 | Philadelphia | GT3 | Petroleum Liquids | 20.7 | 14.8 | IPP Non-CHP
4161 | Constellation Power Source Gen | 1557 | Philadelphia | GT4 | Petroleum Liquids | 20.7 | 14.8 | IPP Non-CHP
4161 | Constellation Power Source Gen | 1559 | Riverside (MD) | 4 | Natural Gas Steam Turbine | 72.2 | 74 | IPP Non-CHP
4161 | Constellation Power Source Gen | 1559 | Riverside (MD) | GT7 | Petroleum Liquids | 25 | 19 | IPP Non-CHP
4161 | Constellation Power Source Gen | 1559 | Riverside (MD) | GT8 | Petroleum Liquids | 25 | 20 | IPP Non-CHP
4161 | Constellation Power Source Gen | 1560 | Westport | GT5 | Natural Gas Fired Combustion Turbine | 121.5 | 115.8 | IPP Non-CHP
4174 | Cokenergy Inc | 55066 | Heat Recovery Coke Facility | TG18 | All Other | 94.6 | 88 | Industrial Non-CHP
4180 | Connecticut Mun Elec Engy Coop | 6635 | A L Pierce | 4 | Natural Gas Fired Combustion Turbine | 84 | 77 | Electric Utility
4180 | Connecticut Mun Elec Engy Coop | 56256 | John Street 1, 3, 4 & 5 | JS 3 | Petroleum Liquids | 1.8 | 2 | Electric Utility
4180 | Connecticut Mun Elec Engy Coop | 56256 | John Street 1, 3, 4 & 5 | JS 4 | Petroleum Liquids | 1.8 | 2 | Electric Utility
4180 | Connecticut Mun Elec Engy Coop | 56256 | John Street 1, 3, 4 & 5 | JS 5 | Petroleum Liquids | 1.8 | 2 | Electric Utility
4180 | Connecticut Mun Elec Engy Coop | 57598 | Bridge Street 1 & 2 | BS1 | Petroleum Liquids | 2.5 | 2.5 | Electric Utility
4180 | Connecticut Mun Elec Engy Coop | 57598 | Bridge Street 1 & 2 | BS2 | Petroleum Liquids | 2.5 | 2.5 | Electric Utility
4180 | Connecticut Mun Elec Engy Coop | 57599 | Fort Hill 1, 2, 3 & 4 | FH1 | Petroleum Liquids | 2.5 | 2.5 | Electric Utility
4180 | Connecticut Mun Elec Engy Coop | 57599 | Fort Hill 1, 2, 3 & 4 | FH2 | Petroleum Liquids | 2.5 | 2.5 | Electric Utility
4180 | Connecticut Mun Elec Engy Coop | 57599 | Fort Hill 1, 2, 3 & 4 | FH3 | Petroleum Liquids | 2.5 | 2.5 | Electric Utility
4180 | Connecticut Mun Elec Engy Coop | 57599 | Fort Hill 1, 2, 3 & 4 | FH4 | Petroleum Liquids | 2.5 | 2.5 | Electric Utility
4180 | Connecticut Mun Elec Engy Coop | 57600 | Fishers Island 1 | FI1 | Petroleum Liquids | 2.5 | 2.5 | Electric Utility
4180 | Connecticut Mun Elec Engy Coop | 57601 | Gary Court 1 & 2 | GC1 | Petroleum Liquids | 2.5 | 2.5 | Electric Utility
4180 | Connecticut Mun Elec Engy Coop | 57601 | Gary Court 1 & 2 | GC2 | Petroleum Liquids | 2.5 | 2.5 | Electric Utility
4180 | Connecticut Mun Elec Engy Coop | 57602 | Jewett City 1 | JC1 | Petroleum Liquids | 2.5 | 2.5 | Electric Utility
4180 | Connecticut Mun Elec Engy Coop | 57603 | LNG 1 & 2 | LNG1 | Petroleum Liquids | 2.5 | 2.5 | Electric Utility
4180 | Connecticut Mun Elec Engy Coop | 57603 | LNG 1 & 2 | LNG2 | Petroleum Liquids | 2.5 | 2.5 | Electric Utility
4180 | Connecticut Mun Elec Engy Coop | 57604 | Lebanon Pines 1 & 2 | LP1 | Petroleum Liquids | 2.5 | 2.5 | Electric Utility
4180 | Connecticut Mun Elec Engy Coop | 57604 | Lebanon Pines 1 & 2 | LP2 | Petroleum Liquids | 2.5 | 2.5 | Electric Utility
4180 | Connecticut Mun Elec Engy Coop | 57605 | Water Treatment 1 & 2 | WT1 | Petroleum Liquids | 2.5 | 2.5 | Electric Utility
4180 | Connecticut Mun Elec Engy Coop | 57605 | Water Treatment 1 & 2 | WT2 | Petroleum Liquids | 2.5 | 2.5 | Electric Utility
4180 | Connecticut Mun Elec Engy Coop | 59415 | Backus Microgrid Project | BMP1 | Petroleum Liquids | 2.5 | 2.5 | Electric Utility
4180 | Connecticut Mun Elec Engy Coop | 59415 | Backus Microgrid Project | BMP2 | Petroleum Liquids | 2.5 | 2.5 | Electric Utility
4180 | Connecticut Mun Elec Engy Coop | 59415 | Backus Microgrid Project | BMP3 | Petroleum Liquids | 2.5 | 2.5 | Electric Utility
4180 | Connecticut Mun Elec Engy Coop | 59415 | Backus Microgrid Project | BMP4 | Petroleum Liquids | 2.5 | 2.5 | Electric Utility
4194 | Commonwealth Chesapeake Co LLC | 55381 | Commonwealth Chesapeake | UNT1 | Petroleum Liquids | 57.5 | 46.6 | IPP Non-CHP
4194 | Commonwealth Chesapeake Co LLC | 55381 | Commonwealth Chesapeake | UNT2 | Petroleum Liquids | 57.5 | 44.4 | IPP Non-CHP
4194 | Commonwealth Chesapeake Co LLC | 55381 | Commonwealth Chesapeake | UNT3 | Petroleum Liquids | 57.5 | 45 | IPP Non-CHP
4194 | Commonwealth Chesapeake Co LLC | 55381 | Commonwealth Chesapeake | UNT4 | Petroleum Liquids | 57.5 | 46.9 | IPP Non-CHP
4194 | Commonwealth Chesapeake Co LLC | 55381 | Commonwealth Chesapeake | UNT5 | Petroleum Liquids | 57.5 | 46.6 | IPP Non-CHP
4194 | Commonwealth Chesapeake Co LLC | 55381 | Commonwealth Chesapeake | UNT6 | Petroleum Liquids | 57.5 | 45.3 | IPP Non-CHP
4194 | Commonwealth Chesapeake Co LLC | 55381 | Commonwealth Chesapeake | UNT7 | Petroleum Liquids | 57.5 | 46.2 | IPP Non-CHP
4207 | Consolidated Hydro NH Inc | 54384 | EHC West Hopkinton | GEN1 | Conventional Hydroelectric | 1 | 1 | IPP Non-CHP
4207 | Consolidated Hydro NH Inc | 54418 | Rollinsford | GEN1 | Conventional Hydroelectric | 0.7 | 0.7 | IPP Non-CHP
4207 | Consolidated Hydro NH Inc | 54418 | Rollinsford | GEN2 | Conventional Hydroelectric | 0.7 | 0.7 | IPP Non-CHP
4208 | Phillips 66 Company | 50119 | Phillips 66 Rodeo Refinery | GENA | Other Gases | 18.3 | 15.4 | Industrial CHP
4208 | Phillips 66 Company | 50119 | Phillips 66 Rodeo Refinery | GENB | Other Gases | 18.3 | 16.4 | Industrial CHP
4208 | Phillips 66 Company | 50119 | Phillips 66 Rodeo Refinery | GENC | Other Gases | 18.3 | 16.2 | Industrial CHP
4210 | Cordova Energy Co LLC | 55188 | Cordova Energy | PT11 | Natural Gas Fired Combined Cycle | 210 | 165 | IPP Non-CHP
4210 | Cordova Energy Co LLC | 55188 | Cordova Energy | PT21 | Natural Gas Fired Combined Cycle | 210 | 165 | IPP Non-CHP
4210 | Cordova Energy Co LLC | 55188 | Cordova Energy | PT31 | Natural Gas Fired Combined Cycle | 191.2 | 191.2 | IPP Non-CHP
4211 | Consolidated Hydro NH, Inc | 50702 | Salmon Falls | GEN1 | Conventional Hydroelectric | 0.4 | 0.4 | IPP Non-CHP
4211 | Consolidated Hydro NH, Inc | 50702 | Salmon Falls | GEN2 | Conventional Hydroelectric | 0.4 | 0.4 | IPP Non-CHP
4211 | Consolidated Hydro NH, Inc | 50702 | Salmon Falls | GEN3 | Conventional Hydroelectric | 0.4 | 0.4 | IPP Non-CHP
4217 | Colstrip Energy LP | 10784 | Colstrip Energy LP | GEN1 | Conventional Steam Coal | 46.1 | 35 | IPP Non-CHP
4222 | Ingredion Inc - Illinois | 54556 | Ingredion Incorporated | TG03 | Natural Gas Fired Combustion Turbine | 4.8 | 4.4 | Industrial CHP
4222 | Ingredion Inc - Illinois | 54556 | Ingredion Incorporated | TG04 | Natural Gas Fired Combustion Turbine | 4.8 | 4.4 | Industrial CHP
4222 | Ingredion Inc - Illinois | 54556 | Ingredion Incorporated | TGO1 | Conventional Steam Coal | 22.5 | 21.1 | Industrial CHP
4222 | Ingredion Inc - Illinois | 54556 | Ingredion Incorporated | TGO2 | Conventional Steam Coal | 22.5 | 21.1 | Industrial CHP
4226 | Consolidated Edison Co-NY Inc | 2493 | East River | 1 | Natural Gas Fired Combustion Turbine | 180 | 144.6 | Electric Utility
4226 | Consolidated Edison Co-NY Inc | 2493 | East River | 2 | Natural Gas Fired Combustion Turbine | 180 | 144.8 | Electric Utility
4226 | Consolidated Edison Co-NY Inc | 2493 | East River | 6 | Petroleum Liquids | 156.2 | 138.3 | Electric Utility
4226 | Consolidated Edison Co-NY Inc | 2493 | East River | 7 | Petroleum Liquids | 200 | 183.6 | Electric Utility
4226 | Consolidated Edison Co-NY Inc | 2496 | Hudson Avenue | 4 | Petroleum Liquids | 16.3 | 13.7 | Electric Utility
4226 | Consolidated Edison Co-NY Inc | 2496 | Hudson Avenue | GT3 | Petroleum Liquids | 16.3 | 14.8 | Electric Utility
4226 | Consolidated Edison Co-NY Inc | 2496 | Hudson Avenue | GT5 | Petroleum Liquids | 16.3 | 15 | Electric Utility
4226 | Consolidated Edison Co-NY Inc | 2503 | 59th Street | GT1 | Natural Gas Fired Combustion Turbine | 17.1 | 15.1 | Electric Utility
4226 | Consolidated Edison Co-NY Inc | 2504 | 74th Street | GT1 | Petroleum Liquids | 18.5 | 17.7 | Electric Utility
4226 | Consolidated Edison Co-NY Inc | 2504 | 74th Street | GT2 | Petroleum Liquids | 18.5 | 17.4 | Electric Utility
4247 | Consolidated Water Power Co | 3971 | Biron | 1 | Conventional Hydroelectric | 1.4 | 1.3 | Electric Utility
4247 | Consolidated Water Power Co | 3971 | Biron | 2 | Conventional Hydroelectric | 1.4 | 1.3 | Electric Utility
4247 | Consolidated Water Power Co | 3971 | Biron | 3 | Conventional Hydroelectric | 0.4 | 0.4 | Electric Utility
4247 | Consolidated Water Power Co | 3971 | Biron | 4 | Conventional Hydroelectric | 0.4 | 0.4 | Electric Utility
4247 | Consolidated Water Power Co | 3971 | Biron | 5 | Conventional Hydroelectric | 0.4 | 0.4 | Electric Utility
4247 | Consolidated Water Power Co | 3971 | Biron | 6 | Conventional Hydroelectric | 0.4 | 0.4 | Electric Utility
4247 | Consolidated Water Power Co | 3971 | Biron | 7 | Conventional Hydroelectric | 0.4 | 0.4 | Electric Utility
4247 | Consolidated Water Power Co | 3971 | Biron | 9 | Conventional Hydroelectric | 0.8 | 0.8 | Electric Utility
4247 | Consolidated Water Power Co | 3972 | Du Bay | 1 | Conventional Hydroelectric | 1.2 | 1.2 | Electric Utility
4247 | Consolidated Water Power Co | 3972 | Du Bay | 2 | Conventional Hydroelectric | 2 | 2 | Electric Utility
4247 | Consolidated Water Power Co | 3972 | Du Bay | 3 | Conventional Hydroelectric | 2 | 2 | Electric Utility
4247 | Consolidated Water Power Co | 3972 | Du Bay | 4 | Conventional Hydroelectric | 2 | 2 | Electric Utility
4247 | Consolidated Water Power Co | 3973 | Stevens Point | 1 | Conventional Hydroelectric | 0.8 | 0.8 | Electric Utility
4247 | Consolidated Water Power Co | 3973 | Stevens Point | 2 | Conventional Hydroelectric | 0.8 | 0.8 | Electric Utility
4247 | Consolidated Water Power Co | 3973 | Stevens Point | 3 | Conventional Hydroelectric | 0.8 | 0.8 | Electric Utility
4247 | Consolidated Water Power Co | 3973 | Stevens Point | 4 | Conventional Hydroelectric | 0.8 | 0.8 | Electric Utility
4247 | Consolidated Water Power Co | 3973 | Stevens Point | 5 | Conventional Hydroelectric | 0.8 | 0.8 | Electric Utility
4247 | Consolidated Water Power Co | 3973 | Stevens Point | 6 | Conventional Hydroelectric | 0.8 | 0.8 | Electric Utility
4247 | Consolidated Water Power Co | 3974 | Wisconsin Rapids | 1 | Conventional Hydroelectric | 2.3 | 2.3 | Electric Utility
4247 | Consolidated Water Power Co | 3974 | Wisconsin Rapids | 10 | Conventional Hydroelectric | 0.6 | 0.6 | Electric Utility
4247 | Consolidated Water Power Co | 3974 | Wisconsin Rapids | 2 | Conventional Hydroelectric | 2.3 | 2.3 | Electric Utility
4247 | Consolidated Water Power Co | 3974 | Wisconsin Rapids | 3 | Conventional Hydroelectric | 0.6 | 0.6 | Electric Utility
4247 | Consolidated Water Power Co | 3974 | Wisconsin Rapids | 4 | Conventional Hydroelectric | 0.6 | 0.6 | Electric Utility
4247 | Consolidated Water Power Co | 3974 | Wisconsin Rapids | 5 | Conventional Hydroelectric | 0.6 | 0.6 | Electric Utility
4247 | Consolidated Water Power Co | 3974 | Wisconsin Rapids | 6 | Conventional Hydroelectric | 0.3 | 0.3 | Electric Utility
4247 | Consolidated Water Power Co | 3974 | Wisconsin Rapids | 7 | Conventional Hydroelectric | 0.6 | 0.6 | Electric Utility
4247 | Consolidated Water Power Co | 3974 | Wisconsin Rapids | 8 | Conventional Hydroelectric | 0.3 | 0.3 | Electric Utility
4247 | Consolidated Water Power Co | 3974 | Wisconsin Rapids | 9 | Conventional Hydroelectric | 0.6 | 0.6 | Electric Utility
4247 | Consolidated Water Power Co | 3975 | Whiting | 1 | Conventional Hydroelectric | 1.2 | 1.2 | Electric Utility
4247 | Consolidated Water Power Co | 3975 | Whiting | 10 | Conventional Hydroelectric | 0.3 | 0.3 | Electric Utility
4247 | Consolidated Water Power Co | 3975 | Whiting | 2 | Conventional Hydroelectric | 0.5 | 0.5 | Electric Utility
4247 | Consolidated Water Power Co | 3975 | Whiting | 3 | Conventional Hydroelectric | 0.5 | 0.5 | Electric Utility
4247 | Consolidated Water Power Co | 3975 | Whiting | 4 | Conventional Hydroelectric | 0.5 | 0.5 | Electric Utility
4247 | Consolidated Water Power Co | 3975 | Whiting | 5 | Conventional Hydroelectric | 0.5 | 0.5 | Electric Utility
4247 | Consolidated Water Power Co | 3975 | Whiting | 6 | Conventional Hydroelectric | 0.5 | 0.5 | Electric Utility
4247 | Consolidated Water Power Co | 3975 | Whiting | 7 | Conventional Hydroelectric | 0.5 | 0.5 | Electric Utility
4247 | Consolidated Water Power Co | 3975 | Whiting | 8 | Conventional Hydroelectric | 0.3 | 0.3 | Electric Utility
4247 | Consolidated Water Power Co | 3975 | Whiting | 9 | Conventional Hydroelectric | 0.3 | 0.3 | Electric Utility
4254 | Consumers Energy Co | 1693 | Alcona | 1 | Conventional Hydroelectric | 4 | 4 | Electric Utility
4254 | Consumers Energy Co | 1693 | Alcona | 2 | Conventional Hydroelectric | 4 | 4 | Electric Utility
4254 | Consumers Energy Co | 1694 | Allegan Dam | 1 | Conventional Hydroelectric | 0.5 | 0.4 | Electric Utility
4254 | Consumers Energy Co | 1694 | Allegan Dam | 2 | Conventional Hydroelectric | 0.9 | 0.9 | Electric Utility
4254 | Consumers Energy Co | 1694 | Allegan Dam | 3 | Conventional Hydroelectric | 1.2 | 1.2 | Electric Utility
4254 | Consumers Energy Co | 1695 | B C Cobb | 1 | Natural Gas Steam Turbine | 69 | 54 | Electric Utility
4254 | Consumers Energy Co | 1695 | B C Cobb | 2 | Natural Gas Steam Turbine | 69 | 65 | Electric Utility
4254 | Consumers Energy Co | 1695 | B C Cobb | 3 | Natural Gas Steam Turbine | 69 | 68 | Electric Utility
4254 | Consumers Energy Co | 1695 | B C Cobb | 4 | Conventional Steam Coal | 156.3 | 156 | Electric Utility
4254 | Consumers Energy Co | 1695 | B C Cobb | 5 | Conventional Steam Coal | 156.3 | 156 | Electric Utility
4254 | Consumers Energy Co | 1698 | C W Tippy | 1 | Conventional Hydroelectric | 6.7 | 7 | Electric Utility
4254 | Consumers Energy Co | 1698 | C W Tippy | 2 | Conventional Hydroelectric | 6.7 | 7 | Electric Utility
4254 | Consumers Energy Co | 1698 | C W Tippy | 3 | Conventional Hydroelectric | 6.7 | 7 | Electric Utility
4254 | Consumers Energy Co | 1700 | Cooke | 1 | Conventional Hydroelectric | 3 | 1.5 | Electric Utility
4254 | Consumers Energy Co | 1700 | Cooke | 2 | Conventional Hydroelectric | 3 | 3 | Electric Utility
4254 | Consumers Energy Co | 1700 | Cooke | 3 | Conventional Hydroelectric | 3 | 3 | Electric Utility
4254 | Consumers Energy Co | 1701 | Croton | 1 | Conventional Hydroelectric | 3 | 2.9 | Electric Utility
4254 | Consumers Energy Co | 1701 | Croton | 2 | Conventional Hydroelectric | 3 | 2.9 | Electric Utility
4254 | Consumers Energy Co | 1701 | Croton | 3 | Conventional Hydroelectric | 1.4 | 1.3 | Electric Utility
4254 | Consumers Energy Co | 1701 | Croton | 4 | Conventional Hydroelectric | 1.5 | 1.3 | Electric Utility
4254 | Consumers Energy Co | 1702 | Dan E Karn | 1A | Conventional Steam Coal | 136 | 125.5 | Electric Utility
4254 | Consumers Energy Co | 1702 | Dan E Karn | 1B | Conventional Steam Coal | 136 | 125.5 | Electric Utility
4254 | Consumers Energy Co | 1702 | Dan E Karn | 2A | Conventional Steam Coal | 136 | 129.5 | Electric Utility
4254 | Consumers Energy Co | 1702 | Dan E Karn | 2B | Conventional Steam Coal | 136 | 129.5 | Electric Utility
4254 | Consumers Energy Co | 1702 | Dan E Karn | 3 | Natural Gas Steam Turbine | 692.5 | 629 | Electric Utility
4254 | Consumers Energy Co | 1702 | Dan E Karn | 4 | Natural Gas Steam Turbine | 709.8 | 575 | Electric Utility
4254 | Consumers Energy Co | 1704 | Five Channels | 1 | Conventional Hydroelectric | 3 | 3.2 | Electric Utility
4254 | Consumers Energy Co | 1704 | Five Channels | 2 | Conventional Hydroelectric | 3 | 3.2 | Electric Utility
4254 | Consumers Energy Co | 1705 | Foote | 1 | Conventional Hydroelectric | 3 | 3.3 | Electric Utility
4254 | Consumers Energy Co | 1705 | Foote | 2 | Conventional Hydroelectric | 3 | 3.3 | Electric Utility
4254 | Consumers Energy Co | 1705 | Foote | 3 | Conventional Hydroelectric | 3 | 3.3 | Electric Utility
4254 | Consumers Energy Co | 1706 | Gaylord - Consumers | 1 | Natural Gas Fired Combustion Turbine | 16 | 11 | Electric Utility
4254 | Consumers Energy Co | 1706 | Gaylord - Consumers | 2 | Natural Gas Fired Combustion Turbine | 16 | 10 | Electric Utility
4254 | Consumers Energy Co | 1706 | Gaylord - Consumers | 3 | Natural Gas Fired Combustion Turbine | 16 | 12 | Electric Utility
4254 | Consumers Energy Co | 1707 | Hardy | 1 | Conventional Hydroelectric | 10 | 10.8 | Electric Utility
4254 | Consumers Energy Co | 1707 | Hardy | 2 | Conventional Hydroelectric | 10 | 10.8 | Electric Utility
4254 | Consumers Energy Co | 1707 | Hardy | 3 | Conventional Hydroelectric | 11.5 | 11.5 | Electric Utility
4254 | Consumers Energy Co | 1708 | Hodenpyl | 1 | Conventional Hydroelectric | 8.5 | 9.2 | Electric Utility
4254 | Consumers Energy Co | 1708 | Hodenpyl | 2 | Conventional Hydroelectric | 8.5 | 9.2 | Electric Utility
4254 | Consumers Energy Co | 1710 | J H Campbell | 1 | Conventional Steam Coal | 265.2 | 260 | Electric Utility
4254 | Consumers Energy Co | 1710 | J H Campbell | 2 | Conventional Steam Coal | 378.8 | 343 | Electric Utility
4254 | Consumers Energy Co | 1710 | J H Campbell | 3 | Conventional Steam Coal | 916.8 | 805 | Electric Utility
4254 | Consumers Energy Co | 1710 | J H Campbell | A | Petroleum Liquids | 18.6 | 13 | Electric Utility
4254 | Consumers Energy Co | 1712 | Loud | 1 | Conventional Hydroelectric | 2 | 2.2 | Electric Utility
4254 | Consumers Energy Co | 1712 | Loud | 2 | Conventional Hydroelectric | 2 | 2.2 | Electric Utility
4254 | Consumers Energy Co | 1713 | Ludington | 1 | Hydroelectric Pumped Storage | 329.8 | 312 | Electric Utility
4254 | Consumers Energy Co | 1713 | Ludington | 2 | Hydroelectric Pumped Storage | 329.8 | 312 | Electric Utility
4254 | Consumers Energy Co | 1713 | Ludington | 3 | Hydroelectric Pumped Storage | 329.8 | 312 | Electric Utility
4254 | Consumers Energy Co | 1713 | Ludington | 4 | Hydroelectric Pumped Storage | 329.8 | 312 | Electric Utility
4254 | Consumers Energy Co | 1713 | Ludington | 5 | Hydroelectric Pumped Storage | 329.8 | 312 | Electric Utility
4254 | Consumers Energy Co | 1713 | Ludington | 6 | Hydroelectric Pumped Storage | 329.8 | 312 | Electric Utility
4254 | Consumers Energy Co | 1714 | Mio | 1 | Conventional Hydroelectric | 2.5 | 2.2 | Electric Utility
4254 | Consumers Energy Co | 1714 | Mio | 2 | Conventional Hydroelectric | 2.5 | 2 | Electric Utility
4254 | Consumers Energy Co | 1716 | Rogers | 1 | Conventional Hydroelectric | 1.7 | 1.5 | Electric Utility
4254 | Consumers Energy Co | 1716 | Rogers | 2 | Conventional Hydroelectric | 1.7 | 1.5 | Electric Utility
4254 | Consumers Energy Co | 1716 | Rogers | 3 | Conventional Hydroelectric | 1.7 | 1.5 | Electric Utility
4254 | Consumers Energy Co | 1716 | Rogers | 4 | Conventional Hydroelectric | 1.7 | 1.5 | Electric Utility
4254 | Consumers Energy Co | 1718 | Straits | 1 | Natural Gas Fired Combustion Turbine | 20 | 10 | Electric Utility
4254 | Consumers Energy Co | 1719 | Thetford | 1 | Natural Gas Fired Combustion Turbine | 33.6 | 30 | Electric Utility
4254 | Consumers Energy Co | 1719 | Thetford | 2 | Natural Gas Fired Combustion Turbine | 33.6 | 29 | Electric Utility
4254 | Consumers Energy Co | 1719 | Thetford | 3 | Natural Gas Fired Combustion Turbine | 33.6 | 27 | Electric Utility
4254 | Consumers Energy Co | 1719 | Thetford | 4 | Natural Gas Fired Combustion Turbine | 33.6 | 28 | Electric Utility
4254 | Consumers Energy Co | 1720 | J C Weadock | 7 | Conventional Steam Coal | 156.3 | 152 | Electric Utility
4254 | Consumers Energy Co | 1720 | J C Weadock | 8 | Conventional Steam Coal | 156.3 | 151 | Electric Utility
4254 | Consumers Energy Co | 1720 | J C Weadock | A | Natural Gas Fired Combustion Turbine | 18.6 | 13 | Electric Utility
4254 | Consumers Energy Co | 1722 | Webber | 1 | Conventional Hydroelectric | 3.3 | 2.3 | Electric Utility
4254 | Consumers Energy Co | 1722 | Webber | 2 | Conventional Hydroelectric | 1 | 1 | Electric Utility
4254 | Consumers Energy Co | 1723 | J R Whiting | 1 | Conventional Steam Coal | 106.3 | 102 | Electric Utility
4254 | Consumers Energy Co | 1723 | J R Whiting | 2 | Conventional Steam Coal | 106.3 | 95 | Electric Utility
4254 | Consumers Energy Co | 1723 | J R Whiting | 3 | Conventional Steam Coal | 132.8 | 122 | Electric Utility
4254 | Consumers Energy Co | 1723 | J R Whiting | A | Petroleum Liquids | 18.6 | 13 | Electric Utility
4254 | Consumers Energy Co | 55087 | Zeeland Generating Station | 1A | Natural Gas Fired Combustion Turbine | 188.7 | 157 | Electric Utility
4254 | Consumers Energy Co | 55087 | Zeeland Generating Station | 1B | Natural Gas Fired Combustion Turbine | 188.7 | 159 | Electric Utility
4254 | Consumers Energy Co | 55087 | Zeeland Generating Station | 2A | Natural Gas Fired Combined Cycle | 188.7 | 158 | Electric Utility
4254 | Consumers Energy Co | 55087 | Zeeland Generating Station | 2B | Natural Gas Fired Combined Cycle | 188.7 | 158 | Electric Utility
4254 | Consumers Energy Co | 55087 | Zeeland Generating Station | 2C | Natural Gas Fired Combined Cycle | 213.4 | 211 | Electric Utility
4254 | Consumers Energy Co | 57984 | Lake Winds Energy Park | LWEP | Onshore Wind Turbine | 100.8 | 22 | Electric Utility
4254 | Consumers Energy Co | 58830 | Cross Winds Energy Park | CWEP | Onshore Wind Turbine | 111 | 21.8 | Electric Utility
4277 | Converse Energy Inc | 52049 | Clifton Dam 3 Power Station | 1H | Conventional Hydroelectric | 0.7 | 0.7 | IPP Non-CHP
4277 | Converse Energy Inc | 52049 | Clifton Dam 3 Power Station | 2V | Conventional Hydroelectric | 0.5 | 0.5 | IPP Non-CHP
4305 | City of Coon Rapids | 7847 | Coon Rapids II | 1 | Petroleum Liquids | 1.8 | 1.7 | Electric Utility
4305 | City of Coon Rapids | 7847 | Coon Rapids II | 2 | Petroleum Liquids | 1.8 | 1.7 | Electric Utility
4305 | City of Coon Rapids | 7847 | Coon Rapids II | 3 | Petroleum Liquids | 1.8 | 1.7 | Electric Utility
4329 | Copper Valley Elec Assn, Inc | 390 | Solomon Gulch | 1 | Conventional Hydroelectric | 6 | 6 | Electric Utility
4329 | Copper Valley Elec Assn, Inc | 390 | Solomon Gulch | 2 | Conventional Hydroelectric | 6 | 6 | Electric Utility
4329 | Copper Valley Elec Assn, Inc | 6305 | Glennallen | 3 | Petroleum Liquids | 0.5 | 0.5 | Electric Utility
4329 | Copper Valley Elec Assn, Inc | 6305 | Glennallen | 4 | Petroleum Liquids | 0.5 | 0.5 | Electric Utility
4329 | Copper Valley Elec Assn, Inc | 6305 | Glennallen | 5 | Petroleum Liquids | 0.5 | 0.5 | Electric Utility
4329 | Copper Valley Elec Assn, Inc | 6305 | Glennallen | 6 | Petroleum Liquids | 2.6 | 2.5 | Electric Utility
4329 | Copper Valley Elec Assn, Inc | 6305 | Glennallen | 7 | Petroleum Liquids | 2.6 | 2.5 | Electric Utility
4329 | Copper Valley Elec Assn, Inc | 6305 | Glennallen | 8 | Petroleum Liquids | 1.2 | 1.2 | Electric Utility
4329 | Copper Valley Elec Assn, Inc | 6305 | Glennallen | 9 | Petroleum Liquids | 2.8 | 2.8 | Electric Utility
4329 | Copper Valley Elec Assn, Inc | 6306 | Valdez | 1 | Petroleum Liquids | 0.5 | 0.5 | Electric Utility
4329 | Copper Valley Elec Assn, Inc | 6306 | Valdez | 2 | Petroleum Liquids | 0.5 | 0.5 | Electric Utility
4329 | Copper Valley Elec Assn, Inc | 6306 | Valdez | 3 | Petroleum Liquids | 0.5 | 0.5 | Electric Utility
4329 | Copper Valley Elec Assn, Inc | 6306 | Valdez | 4 | Petroleum Liquids | 1.9 | 1.5 | Electric Utility
4329 | Copper Valley Elec Assn, Inc | 6306 | Valdez | 5 | Petroleum Liquids | 2.6 | 2 | Electric Utility
4329 | Copper Valley Elec Assn, Inc | 6306 | Valdez | 6 | Petroleum Liquids | 0.9 | 0.8 | Electric Utility
4329 | Copper Valley Elec Assn, Inc | 6306 | Valdez | 7 | Petroleum Liquids | 2.8 | 2.8 | Electric Utility
4329 | Copper Valley Elec Assn, Inc | 7841 | Valdez Cogen | 1 | Petroleum Liquids | 5.3 | 5.1 | Electric Utility
4361 | Ingredion Inc - Stockton | 52115 | Ingredion Stockton | GEN1 | Natural Gas Fired Combustion Turbine | 2.8 | 2.8 | Industrial CHP
4363 | Corn Belt Power Coop | 1217 | Earl F Wisdom | 1 | Natural Gas Steam Turbine | 37.5 | 37.5 | Electric Utility
4363 | Corn Belt Power Coop | 1217 | Earl F Wisdom | 2 | Natural Gas Fired Combustion Turbine | 81.6 | 76 | Electric Utility
4375 | City of Corning - (IA) | 1134 | Corning | 5 | Petroleum Liquids | 2.8 | 2.8 | Electric Utility
4375 | City of Corning - (IA) | 1134 | Corning | 6 | Petroleum Liquids | 2 | 2 | Electric Utility
4375 | City of Corning - (IA) | 1134 | Corning | 7 | Petroleum Liquids | 2 | 2 | Electric Utility
4382 | Colton Power LP | 55934 | Century Generating Facility | C1 | Natural Gas Fired Combustion Turbine | 11.2 | 9.5 | IPP Non-CHP
4382 | Colton Power LP | 55934 | Century Generating Facility | C2 | Natural Gas Fired Combustion Turbine | 11.2 | 9.5 | IPP Non-CHP
4382 | Colton Power LP | 55934 | Century Generating Facility | C3 | Natural Gas Fired Combustion Turbine | 11.2 | 9.5 | IPP Non-CHP
4382 | Colton Power LP | 55934 | Century Generating Facility | C4 | Natural Gas Fired Combustion Turbine | 11.2 | 9.5 | IPP Non-CHP
4382 | Colton Power LP | 55935 | Drews Generating Facility | D1 | Natural Gas Fired Combustion Turbine | 11.2 | 9.5 | IPP Non-CHP
4382 | Colton Power LP | 55935 | Drews Generating Facility | D2 | Natural Gas Fired Combustion Turbine | 11.2 | 9.5 | IPP Non-CHP
4382 | Colton Power LP | 55935 | Drews Generating Facility | D3 | Natural Gas Fired Combustion Turbine | 11.2 | 9.5 | IPP Non-CHP
4382 | Colton Power LP | 55935 | Drews Generating Facility | D4 | Natural Gas Fired Combustion Turbine | 11.2 | 9.5 | IPP Non-CHP
4383 | Corpus Christi Cogeneration LLC | 55206 | Corpus Christi Energy Center | CT1 | Natural Gas Fired Combined Cycle | 198.9 | 152 | IPP CHP
4383 | Corpus Christi Cogeneration LLC | 55206 | Corpus Christi Energy Center | CT2 | Natural Gas Fired Combined Cycle | 198.9 | 152 | IPP CHP
4383 | Corpus Christi Cogeneration LLC | 55206 | Corpus Christi Energy Center | ST1 | Natural Gas Fired Combined Cycle | 195.5 | 165 | IPP CHP
4385 | Anderson Power Products | 10553 | Anderson Power Products Division | 3622 | Petroleum Liquids | 0.1 | 0.1 | Industrial Non-CHP
4385 | Anderson Power Products | 10553 | Anderson Power Products Division | 6033 | Petroleum Liquids | 0.3 | 0.3 | Industrial Non-CHP
4385 | Anderson Power Products | 10553 | Anderson Power Products Division | 6035 | Petroleum Liquids | 0.3 | 0.3 | Industrial Non-CHP
4385 | Anderson Power Products | 10553 | Anderson Power Products Division | 6046 | Petroleum Liquids | 0.3 | 0.3 | Industrial Non-CHP
4386 | Cornell Hydro | 10286 | Cornell Hydro | 1 | Conventional Hydroelectric | 0.8 | 0.5 | Commercial Non-CHP
4386 | Cornell Hydro | 10286 | Cornell Hydro | 2 | Conventional Hydroelectric | 1.1 | 1.1 | Commercial Non-CHP
4397 | Coso Operating Co LLC | 10873 | Coso Finance Partners | GEN1 | Geothermal | 32.2 | 27.5 | IPP Non-CHP
4397 | Coso Operating Co LLC | 10873 | Coso Finance Partners | GEN2 | Geothermal | 30 | 27 | IPP Non-CHP
4397 | Coso Operating Co LLC | 10873 | Coso Finance Partners | GEN3 | Geothermal | 30 | 26.7 | IPP Non-CHP
4397 | Coso Operating Co LLC | 10874 | Coso Power Developers | GEN4 | Geothermal | 30 | 30 | IPP Non-CHP
4397 | Coso Operating Co LLC | 10874 | Coso Power Developers | GEN5 | Geothermal | 30 | 23.4 | IPP Non-CHP
4397 | Coso Operating Co LLC | 10874 | Coso Power Developers | GEN6 | Geothermal | 30 | 26.9 | IPP Non-CHP
4397 | Coso Operating Co LLC | 10875 | Coso Energy Developers | GEN7 | Geothermal | 30 | 21.8 | IPP Non-CHP
4397 | Coso Operating Co LLC | 10875 | Coso Energy Developers | GEN8 | Geothermal | 30 | 22.5 | IPP Non-CHP
4397 | Coso Operating Co LLC | 10875 | Coso Energy Developers | GEN9 | Geothermal | 30 | 23.5 | IPP Non-CHP
4405 | Cottonwood Energy Co LP | 55358 | Cottonwood Energy Project | CT1 | Natural Gas Fired Combined Cycle | 198.9 | 163.7 | IPP Non-CHP
4405 | Cottonwood Energy Co LP | 55358 | Cottonwood Energy Project | CT2 | Natural Gas Fired Combined Cycle | 198.9 | 163.7 | IPP Non-CHP
4405 | Cottonwood Energy Co LP | 55358 | Cottonwood Energy Project | CT3 | Natural Gas Fired Combined Cycle | 198.9 | 163.7 | IPP Non-CHP
4405 | Cottonwood Energy Co LP | 55358 | Cottonwood Energy Project | CT4 | Natural Gas Fired Combined Cycle | 198.9 | 163.7 | IPP Non-CHP
4405 | Cottonwood Energy Co LP | 55358 | Cottonwood Energy Project | ST1 | Natural Gas Fired Combined Cycle | 159.5 | 131.3 | IPP Non-CHP
4405 | Cottonwood Energy Co LP | 55358 | Cottonwood Energy Project | ST2 | Natural Gas Fired Combined Cycle | 159.5 | 131.3 | IPP Non-CHP
4405 | Cottonwood Energy Co LP | 55358 | Cottonwood Energy Project | ST3 | Natural Gas Fired Combined Cycle | 159.5 | 131.3 | IPP Non-CHP
4405 | Cottonwood Energy Co LP | 55358 | Cottonwood Energy Project | ST4 | Natural Gas Fired Combined Cycle | 159.5 | 131.3 | IPP Non-CHP
4413 | Cox Interior Inc | 54850 | Cox Waste to Energy | 01 | Wood/Wood Waste Biomass | 4 | 3 | Industrial CHP
4413 | Cox Interior Inc | 54850 | Cox Waste to Energy | 02 | Wood/Wood Waste Biomass | 1 | 0.3 | Industrial CHP
4417 | Ingredion Inc - Winston Salem | 54618 | Ingredion Winston Salem | 7500 | Wood/Wood Waste Biomass | 7.5 | 6.6 | Industrial CHP
4417 | Ingredion Inc - Winston Salem | 54618 | Ingredion Winston Salem | 900 | Wood/Wood Waste Biomass | 0.9 | 0.4 | Industrial CHP
4425 | Covanta Fairfax Inc | 50658 | Covanta Fairfax Energy | GEN1 | Municipal Solid Waste | 62 | 49 | IPP Non-CHP
4425 | Covanta Fairfax Inc | 50658 | Covanta Fairfax Energy | GEN2 | Municipal Solid Waste | 62 | 49 | IPP Non-CHP
4426 | NAES Corp | 563 | South Meadow | 11 | Petroleum Liquids | 41.8 | 35.7 | IPP Non-CHP
4426 | NAES Corp | 563 | South Meadow | 12 | Petroleum Liquids | 41.8 | 37.7 | IPP Non-CHP
4426 | NAES Corp | 563 | South Meadow | 13 | Petroleum Liquids | 41.8 | 38.3 | IPP Non-CHP
4426 | NAES Corp | 563 | South Meadow | 14 | Petroleum Liquids | 41.8 | 36.7 | IPP Non-CHP
4426 | NAES Corp | 54945 | CT Resource Rec Authority Facility | NO 5 | Municipal Solid Waste | 45 | 30.5 | IPP Non-CHP
4426 | NAES Corp | 54945 | CT Resource Rec Authority Facility | NO 6 | Municipal Solid Waste | 45 | 25.7 | IPP Non-CHP
4427 | Covanta Projects LP | 50664 | Covanta Wallingford Energy | GEN1 | Municipal Solid Waste | 11 | 8.4 | Commercial Non-CHP
4434 | New Martinsville Hannibal Hydro | 50036 | New Martinsville Hannibal Hydro | UNT1 | Conventional Hydroelectric | 18.7 | 6.8 | IPP Non-CHP
4434 | New Martinsville Hannibal Hydro | 50036 | New Martinsville Hannibal Hydro | UNT2 | Conventional Hydroelectric | 18.7 | 7.2 | IPP Non-CHP
4435 | Covanta Energy Co | 10013 | Covanta Hennepin Energy | GEN1 | Municipal Solid Waste | 39.5 | 33.7 | IPP Non-CHP
4436 | Covanta Hydro Ops West Inc | 54267 | Koma Kulshan Associates | GEN1 | Conventional Hydroelectric | 12 | 12.4 | IPP Non-CHP
4440 | Covanta Union Operations LLC | 50960 | Union County Resource Recovery | GEN1 | Municipal Solid Waste | 45 | 37.5 | Commercial Non-CHP
4447 | Covanta Lancaster Inc | 50859 | Lancaster County Resource Recovery | GEN1 | Municipal Solid Waste | 35.7 | 32.4 | IPP Non-CHP
4458 | Covanta Warren Energy Resource Co LP | 10012 | Covanta Warren Energy | 1 | Municipal Solid Waste | 13.5 | 10 | IPP Non-CHP
4464 | Crockett Cogeneration | 55084 | Crockett Cogen Project | GE1 | Natural Gas Fired Combined Cycle | 247.4 | 247.4 | IPP CHP
4468 | Crestwood Corp | 54985 | Crestwood Dothan | GEN1 | Petroleum Liquids | 1 | 1.2 | IPP Non-CHP
4468 | Crestwood Corp | 54985 | Crestwood Dothan | GEN2 | Petroleum Liquids | 1 | 1.2 | IPP Non-CHP
4468 | Crestwood Corp | 54985 | Crestwood Dothan | GEN3 | Petroleum Liquids | 2 | 1.5 | IPP Non-CHP
4468 | Crestwood Corp | 54985 | Crestwood Dothan | GEN5 | Petroleum Liquids | 1 | 1.2 | IPP Non-CHP
4468 | Crestwood Corp | 54985 | Crestwood Dothan | GEN7 | Petroleum Liquids | 1 | 1.2 | IPP Non-CHP
4468 | Crestwood Corp | 54985 | Crestwood Dothan | GEN8 | Petroleum Liquids | 0.6 | 0.7 | IPP Non-CHP
4468 | Crestwood Corp | 54985 | Crestwood Dothan | GEN9 | Petroleum Liquids | 2 | 2 | IPP Non-CHP
4474 | Covanta Bristol Inc | 50648 | Covanta Bristol Energy | GEN1 | Municipal Solid Waste | 16.3 | 13.2 | IPP Non-CHP
4476 | Covanta Marion Inc | 50630 | Covanta Marion Inc | GEN1 | Municipal Solid Waste | 13.1 | 11.5 | IPP Non-CHP
4482 | Covanta Lake Inc | 50629 | Covanta Lake County Energy | GEN1 | Municipal Solid Waste | 15.5 | 12.5 | IPP Non-CHP
4484 | Covanta Babylon Inc | 50649 | Covanta Babylon Inc | GEN1 | Municipal Solid Waste | 17 | 14.4 | Commercial Non-CHP
4487 | Covanta Onondega LP | 50662 | Onondaga County Resource Recovery | GEN1 | Municipal Solid Waste | 39.5 | 30 | Commercial Non-CHP
4496 | Covanta Alexandria/Arlington | 50663 | Covanta Alexandria/Arlington Energy | GEN1 | Municipal Solid Waste | 14.5 | 14.5 | Commercial Non-CHP
4496 | Covanta Alexandria/Arlington | 50663 | Covanta Alexandria/Arlington Energy | GEN2 | Municipal Solid Waste | 14.5 | 14.5 | Commercial Non-CHP
4497 | Covanta Indianapolis Inc | 50647 | Covanta Indianapolis Energy | GEN1 | Municipal Solid Waste | 6.5 | 5 | Commercial CHP
4498 | Covanta Stanislaus Inc | 50632 | Covanta Stanislaus Energy | GEN1 | Municipal Solid Waste | 24 | 19.9 | IPP Non-CHP
4527 | City of Crete | 2231 | Crete | 7 | Natural Gas Internal Combustion Engine | 6 | 6 | Electric Utility
4538 | Crisp County Power Comm | 752 | Lake Blackshear Project | 1 | Conventional Hydroelectric | 2.4 | 2.4 | Electric Utility
4538 | Crisp County Power Comm | 752 | Lake Blackshear Project | 2 | Conventional Hydroelectric | 5 | 4 | Electric Utility
4538 | Crisp County Power Comm | 752 | Lake Blackshear Project | 3 | Conventional Hydroelectric | 4.8 | 4.8 | Electric Utility
4538 | Crisp County Power Comm | 752 | Lake Blackshear Project | 4 | Conventional Hydroelectric | 5 | 4 | Electric Utility
4538 | Crisp County Power Comm | 753 | Crisp Plant | 1 | Conventional Steam Coal | 12.5 | 10 | Electric Utility
4538 | Crisp County Power Comm | 753 | Crisp Plant | GT1 | Natural Gas Fired Combustion Turbine | 5 | 4 | Electric Utility
4558 | Cutrale Citrus Juices USA Inc | 10020 | Cutrale Citrus Juices USA I | GEN2 | Natural Gas Fired Combustion Turbine | 4.1 | 4.3 | Industrial CHP
4558 | Cutrale Citrus Juices USA Inc | 10188 | Cutrale Citrus Juices USA II | GEN4 | Natural Gas Fired Combustion Turbine | 4.1 | 4.3 | Industrial CHP
4558 | Cutrale Citrus Juices USA Inc | 10188 | Cutrale Citrus Juices USA II | GEN5 | Natural Gas Fired Combustion Turbine | 4.1 | 4.3 | Industrial CHP
4562 | City of Croswell - (MI) | 7497 | Croswell | 1 | Petroleum Liquids | 0.6 | 0.6 | Electric Utility
4562 | City of Croswell - (MI) | 7497 | Croswell | 2 | Petroleum Liquids | 0.7 | 0.7 | Electric Utility
4562 | City of Croswell - (MI) | 7497 | Croswell | 3 | Petroleum Liquids | 1.2 | 1.2 | Electric Utility
4562 | City of Croswell - (MI) | 7497 | Croswell | 4 | Petroleum Liquids | 1.3 | 1.3 | Electric Utility
4562 | City of Croswell - (MI) | 7497 | Croswell | 5 | Petroleum Liquids | 1.3 | 1.3 | Electric Utility
4566 | Crotched Mt Rehab Ctr Inc | 54515 | Crotched Mountain Rehabilitation Center | GEN1 | Petroleum Liquids | 0.7 | 0.7 | Commercial CHP
4566 | Crotched Mt Rehab Ctr Inc | 54515 | Crotched Mountain Rehabilitation Center | GEN2 | Petroleum Liquids | 0.7 | 0.7 | Commercial CHP
4566 | Crotched Mt Rehab Ctr Inc | 54515 | Crotched Mountain Rehabilitation Center | GEN3 | Petroleum Liquids | 0.7 | 0.7 | Commercial CHP
4580 | Georgia-Pacific LLC | 10606 | Georgia-Pacific Crossett | GEN4 | Wood/Wood Waste Biomass | 25 | 28 | Industrial CHP
4580 | Georgia-Pacific LLC | 10606 | Georgia-Pacific Crossett | GEN5 | Wood/Wood Waste Biomass | 30.6 | 30.6 | Industrial CHP
4580 | Georgia-Pacific LLC | 10606 | Georgia-Pacific Crossett | GEN6 | Wood/Wood Waste Biomass | 36 | 36 | Industrial CHP
4604 | City of Crystal Falls | 1821 | Crystal Falls | 1 | Conventional Hydroelectric | 0.3 | 0.3 | Electric Utility
4604 | City of Crystal Falls | 1821 | Crystal Falls | 2 | Conventional Hydroelectric | 0.3 | 0.3 | Electric Utility
4604 | City of Crystal Falls | 1821 | Crystal Falls | 3 | Conventional Hydroelectric | 0.4 | 0.4 | Electric Utility
4619 | Town of Culpeper- (VA) | 3823 | West Spring Street | 7 | Petroleum Liquids | 1.5 | 1.5 | Electric Utility
4619 | Town of Culpeper- (VA) | 56367 | Electric Avenue Facility | 1 | Petroleum Liquids | 1.8 | 1.8 | Electric Utility
4619 | Town of Culpeper- (VA) | 56367 | Electric Avenue Facility | 2 | Petroleum Liquids | 1.8 | 1.8 | Electric Utility
4619 | Town of Culpeper- (VA) | 56367 | Electric Avenue Facility | 3 | Petroleum Liquids | 1.8 | 1.8 | Electric Utility
4627 | City of Cumberland - (WI) | 4112 | Cumberland (WI) | 1 | Petroleum Liquids | 0.7 | 0.6 | Electric Utility
4627 | City of Cumberland - (WI) | 4112 | Cumberland (WI) | 2 | Petroleum Liquids | 0.3 | 0.2 | Electric Utility
4627 | City of Cumberland - (WI) | 4112 | Cumberland (WI) | 3 | Petroleum Liquids | 0.3 | 0.2 | Electric Utility
4627 | City of Cumberland - (WI) | 4112 | Cumberland (WI) | 4 | Petroleum Liquids | 1.3 | 1.2 | Electric Utility
4627 | City of Cumberland - (WI) | 4112 | Cumberland (WI) | 5 | Natural Gas Internal Combustion Engine | 2 | 2.1 | Electric Utility
4627 | City of Cumberland - (WI) | 4112 | Cumberland (WI) | 6 | Petroleum Liquids | 7.2 | 6.7 | Electric Utility
4627 | City of Cumberland - (WI) | 4112 | Cumberland (WI) | 7 | Natural Gas Internal Combustion Engine | 6.6 | 6.2 | Electric Utility
4627 | City of Cumberland - (WI) | 4112 | Cumberland (WI) | 8 | Natural Gas Internal Combustion Engine | 3.5 | 3.5 | Electric Utility
4660 | CII Carbon LLC | 54677 | CII Carbon LLC | TG-2 | All Other | 23 | 23 | Industrial CHP
4660 | CII Carbon LLC | 54677 | CII Carbon LLC | TG-3 | All Other | 23 | 23 | Industrial CHP
4661 | City of Curtis - (NE) | 2232 | Curtis | 2 | Natural Gas Internal Combustion Engine | 0.9 | 0.8 | Electric Utility
4661 | City of Curtis - (NE) | 2232 | Curtis | 3 | Natural Gas Internal Combustion Engine | 1.1 | 1 | Electric Utility
4661 | City of Curtis - (NE) | 2232 | Curtis | 4 | Natural Gas Internal Combustion Engine | 1.4 | 1.2 | Electric Utility
4667 | City of Cushing - (OK) | 2975 | Cushing | 1 | Petroleum Liquids | 2.5 | 1.8 | Electric Utility
4667 | City of Cushing - (OK) | 2975 | Cushing | 10 | Petroleum Liquids | 4.5 | 4 | Electric Utility
4667 | City of Cushing - (OK) | 2975 | Cushing | 11 | Petroleum Liquids | 6.3 | 6.3 | Electric Utility
4667 | City of Cushing - (OK) | 2975 | Cushing | 2 | Petroleum Liquids | 1 | 0.8 | Electric Utility
4667 | City of Cushing - (OK) | 2975 | Cushing | 3 | Petroleum Liquids | 0.5 | 0.4 | Electric Utility
4667 | City of Cushing - (OK) | 2975 | Cushing | 4 | Petroleum Liquids | 0.5 | 0.4 | Electric Utility
4667 | City of Cushing - (OK) | 2975 | Cushing | 5 | Petroleum Liquids | 0.5 | 0.4 | Electric Utility
4667 | City of Cushing - (OK) | 2975 | Cushing | 6 | Petroleum Liquids | 0.8 | 0.6 | Electric Utility
4667 | City of Cushing - (OK) | 2975 | Cushing | 7 | Petroleum Liquids | 2.5 | 1.9 | Electric Utility
4667 | City of Cushing - (OK) | 2975 | Cushing | 8 | Petroleum Liquids | 2.5 | 1.9 | Electric Utility
4667 | City of Cushing - (OK) | 2975 | Cushing | 9 | Petroleum Liquids | 3 | 2.7 | Electric Utility
4713 | D/R Hydro Co | 52036 | Yough Hydro Power | GEN1 | Conventional Hydroelectric | 6.1 | 6.1 | IPP Non-CHP
4713 | D/R Hydro Co | 52036 | Yough Hydro Power | GEN2 | Conventional Hydroelectric | 6.1 | 6.1 | IPP Non-CHP
4715 | Dahlberg Light & Power Co | 3976 | Gordon | 3 | Petroleum Liquids | 0.7 | 0.7 | Electric Utility
4715 | Dahlberg Light & Power Co | 3976 | Gordon | 4 | Petroleum Liquids | 0.7 | 0.7 | Electric Utility
4715 | Dahlberg Light & Power Co | 3976 | Gordon | 5 | Petroleum Liquids | 2.8 | 0.7 | Electric Utility
4715 | Dahlberg Light & Power Co | 3976 | Gordon | 6 | Petroleum Liquids | 2.8 | 0.7 | Electric Utility
4715 | Dahlberg Light & Power Co | 7058 | Solon Diesel | 1 | Petroleum Liquids | 1 | 0.8 | Electric Utility
4715 | Dahlberg Light & Power Co | 7058 | Solon Diesel | 2 | Petroleum Liquids | 1 | 0.8 | Electric Utility
4715 | Dahlberg Light & Power Co | 7058 | Solon Diesel | 3 | Petroleum Liquids | 1 | 0.8 | Electric Utility
4715 | Dahlberg Light & Power Co | 7058 | Solon Diesel | 4 | Petroleum Liquids | 1 | 0.8 | Electric Utility
4715 | Dahlberg Light & Power Co | 7058 | Solon Diesel | 5 | Petroleum Liquids | 1 | 0.8 | Electric Utility
4715 | Dahlberg Light & Power Co | 7058 | Solon Diesel | 6 | Petroleum Liquids | 1 | 0.8 | Electric Utility
4715 | Dahlberg Light & Power Co | 7058 | Solon Diesel | 7 | Petroleum Liquids | 1 | 0.8 | Electric Utility
4715 | Dahlberg Light & Power Co | 7058 | Solon Diesel | 8 | Petroleum Liquids | 1 | 0.8 | Electric Utility
4716 | Dairyland Power Coop | 4142 | Flambeau Hydroelectric Station | 1 | Conventional Hydroelectric | 7.9 | 8 | Electric Utility
4716 | Dairyland Power Coop | 4142 | Flambeau Hydroelectric Station | 2 | Conventional Hydroelectric | 6.2 | 5.8 | Electric Utility
4716 | Dairyland Power Coop | 4142 | Flambeau Hydroelectric Station | 3 | Conventional Hydroelectric | 7.9 | 7.8 | Electric Utility
4716 | Dairyland Power Coop | 4143 | Genoa | ST3 | Conventional Steam Coal | 345.6 | 301 | Electric Utility
4716 | Dairyland Power Coop | 4271 | John P Madgett | 1 | Conventional Steam Coal | 387 | 391.8 | Electric Utility
4716 | Dairyland Power Coop | 7863 | Elk Mound | 1 | Natural Gas Fired Combustion Turbine | 35.5 | 34.6 | Electric Utility
4716 | Dairyland Power Coop | 7863 | Elk Mound | 2 | Natural Gas Fired Combustion Turbine | 35.5 | 34 | Electric Utility
4716 | Dairyland Power Coop | 56149 | Seven Mile Creek LFG | 1 | Landfill Gas | 1 | 0.8 | Electric Utility
4716 | Dairyland Power Coop | 56149 | Seven Mile Creek LFG | 2 | Landfill Gas | 1 | 0.8 | Electric Utility
4716 | Dairyland Power Coop | 56149 | Seven Mile Creek LFG | 3 | Landfill Gas | 1 | 0.8 | Electric Utility
4716 | Dairyland Power Coop | 56149 | Seven Mile Creek LFG | 4 | Landfill Gas | 1 | 1 | Electric Utility
4732 | Western Power & Steam Inc | 54410 | Western Power & Steam Inc | CTG | Natural Gas Fired Combined Cycle | 27.7 | 22.6 | Industrial CHP
4732 | Western Power & Steam Inc | 54410 | Western Power & Steam Inc | STG | Natural Gas Fired Combined Cycle | 8.3 | 7.3 | Industrial CHP
4735 | Dahowa Hydro | 50280 | Dahowa Hydro | GEN1 | Conventional Hydroelectric | 10.5 | 1.5 | IPP Non-CHP
4767 | Dane County Public Works | 55770 | Dane County Landfill #2 Rodefeld | GEN1 | Landfill Gas | 0.8 | 0.8 | IPP Non-CHP
4767 | Dane County Public Works | 55770 | Dane County Landfill #2 Rodefeld | GEN2 | Landfill Gas | 0.8 | 0.8 | IPP Non-CHP
4767 | Dane County Public Works | 55770 | Dane County Landfill #2 Rodefeld | GEN3 | Landfill Gas | 0.8 | 0.8 | IPP Non-CHP
4767 | Dane County Public Works | 55770 | Dane County Landfill #2 Rodefeld | GEN4 | Landfill Gas | 1.6 | 1.6 | IPP Non-CHP
4767 | Dane County Public Works | 55770 | Dane County Landfill #2 Rodefeld | GEN5 | Landfill Gas | 0.8 | 0.8 | IPP Non-CHP
4767 | Dane County Public Works | 55770 | Dane County Landfill #2 Rodefeld | GEN6 | Landfill Gas | 0.8 | 0.8 | IPP Non-CHP
4767 | Dane County Public Works | 55770 | Dane County Landfill #2 Rodefeld | GEN7 | Landfill Gas | 0.8 | 0.8 | IPP Non-CHP
4775 | Dakota Magic Casino | 7884 | Dakota Magic | 1 | Petroleum Liquids | 1.5 | 1.5 | Commercial Non-CHP
4794 | City of Danville - (VA) | 3825 | Pinnacles | 1 | Conventional Hydroelectric | 3.7 | 3.5 | Electric Utility
4794 | City of Danville - (VA) | 3825 | Pinnacles | 2 | Conventional Hydroelectric | 3.7 | 3.5 | Electric Utility
4794 | City of Danville - (VA) | 3825 | Pinnacles | 3 | Conventional Hydroelectric | 3.7 | 3.5 | Electric Utility
4823 | Dartmouth College | 54409 | Dartmouth College Heating Plant | GEN1 | Petroleum Liquids | 2 | 2 | Commercial CHP
4823 | Dartmouth College | 54409 | Dartmouth College Heating Plant | GEN2 | Petroleum Liquids | 2 | 2 | Commercial CHP
4823 | Dartmouth College | 54409 | Dartmouth College Heating Plant | GEN3 | Petroleum Liquids | 3 | 3 | Commercial CHP
4836 | City of David City | 2233 | David City | 1 | Natural Gas Internal Combustion Engine | 1.5 | 1.3 | Electric Utility
4836 | City of David City | 2233 | David City | 2 | Petroleum Liquids | 1 | 0.8 | Electric Utility
4836 | City of David City | 2233 | David City | 3 | Natural Gas Internal Combustion Engine | 1 | 0.9 | Electric Utility
4836 | City of David City | 2233 | David City | 4 | Natural Gas Internal Combustion Engine | 2.3 | 1.8 | Electric Utility
4836 | City of David City | 2233 | David City | 5 | Petroleum Liquids | 1.6 | 1.3 | Electric Utility
4836 | City of David City | 2233 | David City | 6 | Petroleum Liquids | 1.6 | 1.3 | Electric Utility
4836 | City of David City | 2233 | David City | 7 | Petroleum Liquids | 1.6 | 1.3 | Electric Utility
4919 | City of Dayton - (IA) | 1135 | Dayton (IA) | 5 | Petroleum Liquids | 1.8 | 1.8 | Electric Utility
4922 | Dayton Power & Light Co | 2847 | Frank M Tait | GT1 | Natural Gas Fired Combustion Turbine | 103.5 | 88 | Electric Utility
4922 | Dayton Power & Light Co | 2847 | Frank M Tait | GT2 | Natural Gas Fired Combustion Turbine | 106.1 | 89 | Electric Utility
4922 | Dayton Power & Light Co | 2847 | Frank M Tait | GT3 | Natural Gas Fired Combustion Turbine | 84.2 | 79 | Electric Utility
4922 | Dayton Power & Light Co | 2847 | Frank M Tait | IC1 | Petroleum Liquids | 2.7 | 2.5 | Electric Utility
4922 | Dayton Power & Light Co | 2847 | Frank M Tait | IC2 | Petroleum Liquids | 2.7 | 2.5 | Electric Utility
4922 | Dayton Power & Light Co | 2847 | Frank M Tait | IC3 | Petroleum Liquids | 2.7 | 2.5 | Electric Utility
4922 | Dayton Power & Light Co | 2847 | Frank M Tait | IC4 | Petroleum Liquids | 2.7 | 2.5 | Electric Utility
4922 | Dayton Power & Light Co | 2848 | O H Hutchings | 1 | Conventional Steam Coal | 69 | 58 | Electric Utility
4922 | Dayton Power & Light Co | 2848 | O H Hutchings | 2 | Conventional Steam Coal | 69 | 55 | Electric Utility
4922 | Dayton Power & Light Co | 2848 | O H Hutchings | 3 | Conventional Steam Coal | 69 | 63 | Electric Utility
4922 | Dayton Power & Light Co | 2848 | O H Hutchings | 5 | Conventional Steam Coal | 69 | 63 | Electric Utility
4922 | Dayton Power & Light Co | 2848 | O H Hutchings | 6 | Conventional Steam Coal | 69 | 63 | Electric Utility
4922 | Dayton Power & Light Co | 2848 | O H Hutchings | 7 | Natural Gas Fired Combustion Turbine | 32.6 | 25 | Electric Utility
4922 | Dayton Power & Light Co | 2850 | J M Stuart | 1 | Conventional Steam Coal | 610.2 | 577 | Electric Utility
4922 | Dayton Power & Light Co | 2850 | J M Stuart | 2 | Conventional Steam Coal | 610.2 | 577 | Electric Utility
4922 | Dayton Power & Light Co | 2850 | J M Stuart | 3 | Conventional Steam Coal | 610.2 | 577 | Electric Utility
4922 | Dayton Power & Light Co | 2850 | J M Stuart | 4 | Conventional Steam Coal | 610.2 | 577 | Electric Utility
4922 | Dayton Power & Light Co | 2850 | J M Stuart | D1 | Petroleum Liquids | 2.7 | 2.2 | Electric Utility
4922 | Dayton Power & Light Co | 2850 | J M Stuart | D2 | Petroleum Liquids | 2.7 | 2.2 | Electric Utility
4922 | Dayton Power & Light Co | 2850 | J M Stuart | D3 | Petroleum Liquids | 2.7 | 2.2 | Electric Utility
4922 | Dayton Power & Light Co | 2850 | J M Stuart | D4 | Petroleum Liquids | 2.7 | 2.2 | Electric Utility
4922 | Dayton Power & Light Co | 2851 | Monument | 1 | Petroleum Liquids | 2.7 | 2.4 | Electric Utility
4922 | Dayton Power & Light Co | 2851 | Monument | 2 | Petroleum Liquids | 2.7 | 2.4 | Electric Utility
4922 | Dayton Power & Light Co | 2851 | Monument | 3 | Petroleum Liquids | 2.7 | 2.4 | Electric Utility
4922 | Dayton Power & Light Co | 2851 | Monument | 4 | Petroleum Liquids | 2.7 | 2.4 | Electric Utility
4922 | Dayton Power & Light Co | 2851 | Monument | 5 | Petroleum Liquids | 2.7 | 2.4 | Electric Utility
4922 | Dayton Power & Light Co | 2852 | Sidney (OH) | 1 | Petroleum Liquids | 2.7 | 2.4 | Electric Utility
4922 | Dayton Power & Light Co | 2852 | Sidney (OH) | 2 | Petroleum Liquids | 2.7 | 2.4 | Electric Utility
4922 | Dayton Power & Light Co | 2852 | Sidney (OH) | 3 | Petroleum Liquids | 2.7 | 2.4 | Electric Utility
4922 | Dayton Power & Light Co | 2852 | Sidney (OH) | 4 | Petroleum Liquids | 2.7 | 2.4 | Electric Utility
4922 | Dayton Power & Light Co | 2852 | Sidney (OH) | 5 | Petroleum Liquids | 2.7 | 2.4 | Electric Utility
4922 | Dayton Power & Light Co | 2854 | Yankee Street | 1 | Natural Gas Fired Combustion Turbine | 18.5 | 19.5 | Electric Utility
4922 | Dayton Power & Light Co | 2854 | Yankee Street | 2 | Natural Gas Fired Combustion Turbine | 18.5 | 19.5 | Electric Utility
4922 | Dayton Power & Light Co | 2854 | Yankee Street | 3 | Natural Gas Fired Combustion Turbine | 18.5 | 19.3 | Electric Utility
4922 | Dayton Power & Light Co | 2854 | Yankee Street | 4 | Natural Gas Fired Combustion Turbine | 17.5 | 11 | Electric Utility
4922 | Dayton Power & Light Co | 2854 | Yankee Street | 5 | Natural Gas Fired Combustion Turbine | 17.5 | 9 | Electric Utility
4922 | Dayton Power & Light Co | 2854 | Yankee Street | 6 | Natural Gas Fired Combustion Turbine | 17.5 | 12 | Electric Utility
4922 | Dayton Power & Light Co | 2854 | Yankee Street | 7 | Natural Gas Fired Combustion Turbine | 17.5 | 11 | Electric Utility
4922 | Dayton Power & Light Co | 2854 | Yankee Street | YS1 | Solar Photovoltaic | 1.1 | 1.1 | Electric Utility
4922 | Dayton Power & Light Co | 6031 | Killen Station | 2 | Conventional Steam Coal | 660.6 | 600 | Electric Utility
4922 | Dayton Power & Light Co | 6031 | Killen Station | GT1 | Petroleum Liquids | 28.7 | 18 | Electric Utility
4945 | Dearborn Industrial Gen Inc | 55088 | Dearborn Industrial Generation | GT 1 | Natural Gas Fired Combustion Turbine | 170 | 155 | IPP CHP
4945 | Dearborn Industrial Gen Inc | 55088 | Dearborn Industrial Generation | GT2 | Natural Gas Fired Combustion Turbine | 170 | 155 | IPP CHP
4945 | Dearborn Industrial Gen Inc | 55088 | Dearborn Industrial Generation | GTP1 | Natural Gas Fired Combustion Turbine | 170 | 150 | IPP CHP
4945 | Dearborn Industrial Gen Inc | 55088 | Dearborn Industrial Generation | ST1 | Natural Gas Steam Turbine | 250 | 250 | IPP CHP
4959 | Aniak Light & Power Co Inc | 7182 | Aniak | 1 | Petroleum Liquids | 0.5 | 0.2 | Electric Utility
4959 | Aniak Light & Power Co Inc | 7182 | Aniak | 9 | Petroleum Liquids | 0.6 | 0.6 | Electric Utility
4966 | Casco Bay Energy Co LLC | 55068 | Maine Independence Station | GEN1 | Natural Gas Fired Combined Cycle | 177.8 | 155.7 | IPP Non-CHP
4966 | Casco Bay Energy Co LLC | 55068 | Maine Independence Station | GEN2 | Natural Gas Fired Combined Cycle | 177.8 | 156.7 | IPP Non-CHP
4966 | Casco Bay Energy Co LLC | 55068 | Maine Independence Station | GEN3 | Natural Gas Fired Combined Cycle | 194.6 | 177.6 | IPP Non-CHP
4980 | Haw River Hydro Co | 10258 | Haw River Hydro | 1 | Conventional Hydroelectric | 1 | 1 | IPP Non-CHP
4980 | Haw River Hydro Co | 10258 | Haw River Hydro | 2 | Conventional Hydroelectric | 0.5 | 0.5 | IPP Non-CHP
4994 | Deer Park Energy Center | 55464 | Deer Park Energy Center | CTG1 | Natural Gas Fired Combined Cycle | 180 | 169.8 | IPP CHP
4994 | Deer Park Energy Center | 55464 | Deer Park Energy Center | CTG2 | Natural Gas Fired Combined Cycle | 180 | 169.8 | IPP CHP
4994 | Deer Park Energy Center | 55464 | Deer Park Energy Center | CTG3 | Natural Gas Fired Combined Cycle | 180 | 169.8 | IPP CHP
4994 | Deer Park Energy Center | 55464 | Deer Park Energy Center | CTG4 | Natural Gas Fired Combined Cycle | 180 | 169.8 | IPP CHP
4994 | Deer Park Energy Center | 55464 | Deer Park Energy Center | CTG6 | Natural Gas Fired Combined Cycle | 180 | 154.8 | IPP CHP
4994 | Deer Park Energy Center | 55464 | Deer Park Energy Center | STG1 | Natural Gas Fired Combined Cycle | 276 | 282 | IPP CHP
5015 | Delano Municipal Utilities | 1969 | Delano | 1 | Petroleum Liquids | 1.1 | 1.1 | Electric Utility
5015 | Delano Municipal Utilities | 1969 | Delano | 2 | Natural Gas Internal Combustion Engine | 1.1 | 1.1 | Electric Utility
5015 | Delano Municipal Utilities | 1969 | Delano | 3 | Natural Gas Internal Combustion Engine | 1.3 | 1.3 | Electric Utility
5015 | Delano Municipal Utilities | 1969 | Delano | 5 | Petroleum Liquids | 0.8 | 0.8 | Electric Utility
5015 | Delano Municipal Utilities | 1969 | Delano | 6 | Petroleum Liquids | 1.2 | 1.2 | Electric Utility
5015 | Delano Municipal Utilities | 1969 | Delano | 7 | Petroleum Liquids | 3 | 3 | Electric Utility
5015 | Delano Municipal Utilities | 1969 | Delano | 8 | Petroleum Liquids | 3.1 | 3.1 | Electric Utility
5015 | Delano Municipal Utilities | 1969 | Delano | 9 | Petroleum Liquids | 12.5 | 11 | Electric Utility
5030 | Delta Energy Center LLC | 55333 | Delta Energy Center | CTG1 | Natural Gas Fired Combined Cycle | 212 | 176 | IPP Non-CHP
5030 | Delta Energy Center LLC | 55333 | Delta Energy Center | CTG2 | Natural Gas Fired Combined Cycle | 212 | 165 | IPP Non-CHP
5030 | Delta Energy Center LLC | 55333 | Delta Energy Center | CTG3 | Natural Gas Fired Combined Cycle | 213.5 | 165 | IPP Non-CHP
5030 | Delta Energy Center LLC | 55333 | Delta Energy Center | STG1 | Natural Gas Fired Combined Cycle | 306 | 263.1 | IPP Non-CHP
5033 | Domtar Industries Inc | 50395 | Georgia-Pacific Corp - Nekoosa Mill | HY1 | Conventional Hydroelectric | 0.8 | 0.8 | Industrial CHP
5033 | Domtar Industries Inc | 50395 | Georgia-Pacific Corp - Nekoosa Mill | HY2 | Conventional Hydroelectric | 0.8 | 0.8 | Industrial CHP
5033 | Domtar Industries Inc | 50395 | Georgia-Pacific Corp - Nekoosa Mill | HY3 | Conventional Hydroelectric | 0.8 | 0.8 | Industrial CHP
5033 | Domtar Industries Inc | 50395 | Georgia-Pacific Corp - Nekoosa Mill | HY4 | Conventional Hydroelectric | 0.6 | 0.6 | Industrial CHP
5033 | Domtar Industries Inc | 50395 | Georgia-Pacific Corp - Nekoosa Mill | HY5 | Conventional Hydroelectric | 0.7 | 0.7 | Industrial CHP
5033 | Domtar Industries Inc | 50395 | Georgia-Pacific Corp - Nekoosa Mill | NHG1 | Conventional Hydroelectric | 0.2 | 0.2 | Industrial CHP
5033 | Domtar Industries Inc | 50395 | Georgia-Pacific Corp - Nekoosa Mill | TG14 | Wood/Wood Waste Biomass | 13.1 | 12.5 | Industrial CHP
5033 | Domtar Industries Inc | 50395 | Georgia-Pacific Corp - Nekoosa Mill | TG6 | Conventional Steam Coal | 6 | 5.7 | Industrial CHP
5033 | Domtar Industries Inc | 50395 | Georgia-Pacific Corp - Nekoosa Mill | TG8 | Conventional Steam Coal | 16 | 13 | Industrial CHP
5033 | Domtar Industries Inc | 54103 | Port Edwards Mill | HG1 | Conventional Hydroelectric | 0.4 | 0.4 | Industrial Non-CHP
5033 | Domtar Industries Inc | 54103 | Port Edwards Mill | HG2 | Conventional Hydroelectric | 0.4 | 0.4 | Industrial Non-CHP
5033 | Domtar Industries Inc | 54103 | Port Edwards Mill | HG3 | Conventional Hydroelectric | 0.4 | 0.4 | Industrial Non-CHP
5033 | Domtar Industries Inc | 54103 | Port Edwards Mill | HG4 | Conventional Hydroelectric | 0.4 | 0.4 | Industrial Non-CHP
5033 | Domtar Industries Inc | 54103 | Port Edwards Mill | HG5 | Conventional Hydroelectric | 0.8 | 0.8 | Industrial Non-CHP
5033 | Domtar Industries Inc | 54103 | Port Edwards Mill | HG6 | Conventional Hydroelectric | 0.8 | 0.8 | Industrial Non-CHP
5033 | Domtar Industries Inc | 54103 | Port Edwards Mill | JHG1 | Conventional Hydroelectric | 1.3 | 1.2 | Industrial Non-CHP
5033 | Domtar Industries Inc | 54103 | Port Edwards Mill | JHG2 | Conventional Hydroelectric | 0.6 | 0.6 | Industrial Non-CHP
5033 | Domtar Industries Inc | 54103 | Port Edwards Mill | JHG3 | Conventional Hydroelectric | 0.6 | 0.6 | Industrial Non-CHP
5033 | Domtar Industries Inc | 54103 | Port Edwards Mill | JHG4 | Conventional Hydroelectric | 0.4 | 0.4 | Industrial Non-CHP
5033 | Domtar Industries Inc | 54103 | Port Edwards Mill | JHG5 | Conventional Hydroelectric | 0.6 | 0.6 | Industrial Non-CHP
5056 | City of Denison - (IA) | 7853 | West Receiving | 1 | Petroleum Liquids | 2 | 1.8 | Electric Utility
5065 | Equistar Chemicals LP | 50475 | Corpus Christi | GEN1 | Natural Gas Fired Combustion Turbine | 41 | 33 | Industrial CHP
5065 | Equistar Chemicals LP | 57884 | Lake Charles Polymers | G-900 | Natural Gas Fired Combustion Turbine | 14.3 | 11.5 | Industrial CHP
5065 | Equistar Chemicals LP | 57884 | Lake Charles Polymers | G-901 | Natural Gas Internal Combustion Engine | 8.4 | 8 | Industrial CHP
5065 | Equistar Chemicals LP | 57884 | Lake Charles Polymers | G-902 | Natural Gas Internal Combustion Engine | 8.4 | 8 | Industrial CHP
5068 | Denver City & County of | 10081 | Strontia Springs Hydro Plant | GEN1 | Conventional Hydroelectric | 1 | 1 | IPP Non-CHP
5068 | Denver City & County of | 10421 | Dillon Hydro Plant | GEN1 | Conventional Hydroelectric | 1.8 | 1.8 | IPP Non-CHP
5068 | Denver City & County of | 10422 | Williams Fork Hydro Plant | GEN1 | Conventional Hydroelectric | 3 | 3 | IPP Non-CHP
5068 | Denver City & County of | 10422 | Williams Fork Hydro Plant | GEN2 | Conventional Hydroelectric | 0.5 | 0.5 | IPP Non-CHP
5068 | Denver City & County of | 10423 | North Fork Hydro Plant | GEN1 | Conventional Hydroelectric | 5.5 | 5.5 | IPP Non-CHP
5068 | Denver City & County of | 10424 | Gross Hydro Plant | GEN1 | Conventional Hydroelectric | 7.8 | 7.8 | IPP Non-CHP
5068 | Denver City & County of | 54142 | Hillcrest Pump Station | GEN1 | Conventional Hydroelectric | 2 | 2 | IPP Non-CHP
5070 | Delaware Electric Cooperative | 58473 | Bruce A Henry Solar Farm | BHSF | Solar Photovoltaic | 4 | 4 | Electric Utility
5084 | Delaware Municipal Electric Corp | 7962 | Warren F Sam Beasley Generation Station | 001 | Natural Gas Fired Combustion Turbine | 45 | 48 | Electric Utility
5084 | Delaware Municipal Electric Corp | 7962 | Warren F Sam Beasley Generation Station | 002 | Natural Gas Fired Combustion Turbine | 51 | 50 | Electric Utility
5089 | Des Moines Metro WRF | 50932 | Des Moines Wastewater Reclamation Fac | 01 | Other Waste Biomass | 0.6 | 0.6 | Commercial CHP
5089 | Des Moines Metro WRF | 50932 | Des Moines Wastewater Reclamation Fac | 02 | Other Waste Biomass | 0.6 | 0.6 | Commercial CHP
5089 | Des Moines Metro WRF | 50932 | Des Moines Wastewater Reclamation Fac | 03 | Other Waste Biomass | 0.6 | 0.6 | Commercial CHP
5093 | Desert Water Agency | 10162 | Whitewater Hydro Plant | WWHI | Conventional Hydroelectric | 1.3 | 1.3 | IPP Non-CHP
5097 | City of Deshler - (NE) | 2234 | Deshler | 1A | Petroleum Liquids | 0.3 | 0.3 | Electric Utility
5097 | City of Deshler - (NE) | 2234 | Deshler | 2 | Petroleum Liquids | 0.3 | 0.2 | Electric Utility
5097 | City of Deshler - (NE) | 2234 | Deshler | 4 | Petroleum Liquids | 0.6 | 0.6 | Electric Utility
5097 | City of Deshler - (NE) | 2234 | Deshler | 5 | Petroleum Liquids | 1.1 | 1.1 | Electric Utility
5109 | DTE Electric Company | 1725 | Colfax | 1 | Petroleum Liquids | 2.7 | 2 | Electric Utility
5109 | DTE Electric Company | 1725 | Colfax | 2 | Petroleum Liquids | 2.7 | 2 | Electric Utility
5109 | DTE Electric Company | 1725 | Colfax | 3 | Petroleum Liquids | 2.7 | 2 | Electric Utility
5109 | DTE Electric Company | 1725 | Colfax | 4 | Petroleum Liquids | 2.7 | 3 | Electric Utility
5109 | DTE Electric Company | 1725 | Colfax | 5 | Petroleum Liquids | 2.7 | 3 | Electric Utility
5109 | DTE Electric Company | 1728 | Delray | 11-1 | Natural Gas Fired Combustion Turbine | 71.1 | 64 | Electric Utility
5109 | DTE Electric Company | 1728 | Delray | 12-1 | Natural Gas Fired Combustion Turbine | 71.1 | 60 | Electric Utility
5109 | DTE Electric Company | 1729 | Fermi | 2 | Nuclear | 1217 | 1124 | Electric Utility
5109 | DTE Electric Company | 1729 | Fermi | 3 | Petroleum Liquids | 16 | 12 | Electric Utility
5109 | DTE Electric Company | 1729 | Fermi | 4 | Petroleum Liquids | 16 | 12 | Electric Utility
5109 | DTE Electric Company | 1729 | Fermi | GT1 | Petroleum Liquids | 16 | 12 | Electric Utility
5109 | DTE Electric Company | 1729 | Fermi | GT2 | Petroleum Liquids | 16 | 12 | Electric Utility
5109 | DTE Electric Company | 1730 | Hancock | 1 | Natural Gas Fired Combustion Turbine | 19 | 11 | Electric Utility
5109 | DTE Electric Company | 1730 | Hancock | 2 | Natural Gas Fired Combustion Turbine | 19 | 17 | Electric Utility
5109 | DTE Electric Company | 1730 | Hancock | 3 | Natural Gas Fired Combustion Turbine | 19 | 16 | Electric Utility
5109 | DTE Electric Company | 1730 | Hancock | 4 | Natural Gas Fired Combustion Turbine | 19.6 | 17 | Electric Utility
5109 | DTE Electric Company | 1730 | Hancock | 5 | Natural Gas Fired Combustion Turbine | 41.8 | 38 | Electric Utility
5109 | DTE Electric Company | 1730 | Hancock | 6 | Natural Gas Fired Combustion Turbine | 41.8 | 40 | Electric Utility
5109 | DTE Electric Company | 1733 | Monroe (MI) | 1 | Conventional Steam Coal | 817.2 | 758 | Electric Utility
5109 | DTE Electric Company | 1733 | Monroe (MI) | 2 | Conventional Steam Coal | 822.6 | 773 | Electric Utility
5109 | DTE Electric Company | 1733 | Monroe (MI) | 3 | Conventional Steam Coal | 822.6 | 773 | Electric Utility
5109 | DTE Electric Company | 1733 | Monroe (MI) | 4 | Conventional Steam Coal | 817.2 | 762 | Electric Utility
5109 | DTE Electric Company | 1733 | Monroe (MI) | IC1 | Petroleum Liquids | 2.7 | 2 | Electric Utility
5109 | DTE Electric Company | 1733 | Monroe (MI) | IC2 | Petroleum Liquids | 2.7 | 2 | Electric Utility
5109 | DTE Electric Company | 1733 | Monroe (MI) | IC3 | Petroleum Liquids | 2.7 | 2 | Electric Utility
5109 | DTE Electric Company | 1733 | Monroe (MI) | IC4 | Petroleum Liquids | 2.7 | 3 | Electric Utility
5109 | DTE Electric Company | 1733 | Monroe (MI) | IC5 | Petroleum Liquids | 2.7 | 3 | Electric Utility
5109 | DTE Electric Company | 1734 | Northeast (MI) | 1 | Natural Gas Fired Combustion Turbine | 16 | 15 | Electric Utility
5109 | DTE Electric Company | 1734 | Northeast (MI) | 2 | Natural Gas Fired Combustion Turbine | 16 | 15 | Electric Utility
5109 | DTE Electric Company | 1734 | Northeast (MI) | 3 | Natural Gas Fired Combustion Turbine | 16 | 14 | Electric Utility
5109 | DTE Electric Company | 1734 | Northeast (MI) | 4 | Natural Gas Fired Combustion Turbine | 16 | 15 | Electric Utility
5109 | DTE Electric Company | 1734 | Northeast (MI) | 5 | Petroleum Liquids | 23.4 | 18 | Electric Utility
5109 | DTE Electric Company | 1734 | Northeast (MI) | 6 | Petroleum Liquids | 21.2 | 19 | Electric Utility
5109 | DTE Electric Company | 1734 | Northeast (MI) | 7 | Petroleum Liquids | 21.2 | 20 | Electric Utility
5109 | DTE Electric Company | 1735 | Oliver | 1 | Petroleum Liquids | 2.7 | 2 | Electric Utility
5109 | DTE Electric Company | 1735 | Oliver | 2 | Petroleum Liquids | 2.7 | 2 | Electric Utility
5109 | DTE Electric Company | 1735 | Oliver | 3 | Petroleum Liquids | 2.7 | 2 | Electric Utility
5109 | DTE Electric Company | 1735 | Oliver | 4 | Petroleum Liquids | 2.7 | 3 | Electric Utility
5109 | DTE Electric Company | 1735 | Oliver | 5 | Petroleum Liquids | 2.7 | 3 | Electric Utility
5109 | DTE Electric Company | 1737 | Placid 12 | 1 | Petroleum Liquids | 2.7 | 2 | Electric Utility
5109 | DTE Electric Company | 1737 | Placid 12 | 2 | Petroleum Liquids | 2.7 | 2 | Electric Utility
5109 | DTE Electric Company | 1737 | Placid 12 | 3 | Petroleum Liquids | 2.7 | 2 | Electric Utility
5109 | DTE Electric Company | 1737 | Placid 12 | 4 | Petroleum Liquids | 2.7 | 3 | Electric Utility
5109 | DTE Electric Company | 1737 | Placid 12 | 5 | Petroleum Liquids | 2.7 | 3 | Electric Utility
5109 | DTE Electric Company | 1739 | Putnam (MI) | 1 | Petroleum Liquids | 2.7 | 2 | Electric Utility
5109 | DTE Electric Company | 1739 | Putnam (MI) | 2 | Petroleum Liquids | 2.7 | 2 | Electric Utility
5109 | DTE Electric Company | 1739 | Putnam (MI) | 3 | Petroleum Liquids | 2.7 | 2 | Electric Utility
5109 | DTE Electric Company | 1739 | Putnam (MI) | 4 | Petroleum Liquids | 2.7 | 3 | Electric Utility
5109 | DTE Electric Company | 1739 | Putnam (MI) | 5 | Petroleum Liquids | 2.7 | 3 | Electric Utility
5109 | DTE Electric Company | 1740 | River Rouge | 1 | Natural Gas Steam Turbine | 282.6 | 206 | Electric Utility
5109 | DTE Electric Company | 1740 | River Rouge | 2 | Conventional Steam Coal | 292.5 | 251 | Electric Utility
5109 | DTE Electric Company | 1740 | River Rouge | 3 | Conventional Steam Coal | 358.1 | 272 | Electric Utility
5109 | DTE Electric Company | 1740 | River Rouge | IC1 | Petroleum Liquids | 2.7 | 2 | Electric Utility
5109 | DTE Electric Company | 1740 | River Rouge | IC2 | Petroleum Liquids | 2.7 | 2 | Electric Utility
5109 | DTE Electric Company | 1740 | River Rouge | IC3 | Petroleum Liquids | 2.7 | 3 | Electric Utility
5109 | DTE Electric Company | 1740 | River Rouge | IC4 | Petroleum Liquids | 2.7 | 3 | Electric Utility
5109 | DTE Electric Company | 1741 | Slocum | 1 | Petroleum Liquids | 2.7 | 2 | Electric Utility
5109 | DTE Electric Company | 1741 | Slocum | 2 | Petroleum Liquids | 2.7 | 2 | Electric Utility
5109 | DTE Electric Company | 1741 | Slocum | 3 | Petroleum Liquids | 2.7 | 2 | Electric Utility
5109 | DTE Electric Company | 1741 | Slocum | 4 | Petroleum Liquids | 2.7 | 3 | Electric Utility
5109 | DTE Electric Company | 1741 | Slocum | 5 | Petroleum Liquids | 2.7 | 3 | Electric Utility
5109 | DTE Electric Company | 1743 | St Clair | 1 | Conventional Steam Coal | 168.7 | 151 | Electric Utility
5109 | DTE Electric Company | 1743 | St Clair | 11 | Petroleum Liquids | 18.5 | 19 | Electric Utility
5109 | DTE Electric Company | 1743 | St Clair | 12A | Petroleum Liquids | 2.7 | 2 | Electric Utility
5109 | DTE Electric Company | 1743 | St Clair | 12B | Petroleum Liquids | 2.7 | 3 | Electric Utility
5109 | DTE Electric Company | 1743 | St Clair | 2 | Conventional Steam Coal | 156.2 | 154 | Electric Utility
5109 | DTE Electric Company | 1743 | St Clair | 3 | Conventional Steam Coal | 156.2 | 160 | Electric Utility
5109 | DTE Electric Company | 1743 | St Clair | 4 | Conventional Steam Coal | 168.7 | 151 | Electric Utility
5109 | DTE Electric Company | 1743 | St Clair | 6 | Conventional Steam Coal | 352.7 | 311 | Electric Utility
5109 | DTE Electric Company | 1743 | St Clair | 7 | Conventional Steam Coal | 544.5 | 440 | Electric Utility
5109 | DTE Electric Company | 1744 | Superior | 1 | Petroleum Liquids | 16 | 15 | Electric Utility
5109 | DTE Electric Company | 1744 | Superior | 2 | Petroleum Liquids | 16 | 15 | Electric Utility
5109 | DTE Electric Company | 1744 | Superior | 3 | Petroleum Liquids | 16 | 15 | Electric Utility
5109 | DTE Electric Company | 1744 | Superior | 4 | Petroleum Liquids | 16 | 15 | Electric Utility
5109 | DTE Electric Company | 1745 | Trenton Channel | 7 | Conventional Steam Coal | 120 | 110 | Electric Utility
5109 | DTE Electric Company | 1745 | Trenton Channel | 8 | Conventional Steam Coal | 120 | 100 | Electric Utility
5109 | DTE Electric Company | 1745 | Trenton Channel | 9 | Conventional Steam Coal | 535.5 | 520 | Electric Utility
5109 | DTE Electric Company | 1746 | Wilmot | 1 | Petroleum Liquids | 2.7 | 2 | Electric Utility
5109 | DTE Electric Company | 1746 | Wilmot | 2 | Petroleum Liquids | 2.7 | 2 | Electric Utility
5109 | DTE Electric Company | 1746 | Wilmot | 3 | Petroleum Liquids | 2.7 | 2 | Electric Utility
5109 | DTE Electric Company | 1746 | Wilmot | 4 | Petroleum Liquids | 2.7 | 3 | Electric Utility
5109 | DTE Electric Company | 1746 | Wilmot | 5 | Petroleum Liquids | 2.7 | 3 | Electric Utility
5109 | DTE Electric Company | 6034 | Belle River | 12-1 | Natural Gas Fired Combustion Turbine | 85.3 | 75 | Electric Utility
5109 | DTE Electric Company | 6034 | Belle River | 12-2 | Natural Gas Fired Combustion Turbine | 85.3 | 75 | Electric Utility
5109 | DTE Electric Company | 6034 | Belle River | 13-1 | Natural Gas Fired Combustion Turbine | 85.3 | 74 | Electric Utility
5109 | DTE Electric Company | 6034 | Belle River | 3 | Petroleum Liquids | 2.7 | 2 | Electric Utility
5109 | DTE Electric Company | 6034 | Belle River | 4 | Petroleum Liquids | 2.7 | 3 | Electric Utility
5109 | DTE Electric Company | 6034 | Belle River | 5 | Petroleum Liquids | 2.7 | 3 | Electric Utility
5109 | DTE Electric Company | 6034 | Belle River | IC1 | Petroleum Liquids | 2.7 | 2 | Electric Utility
5109 | DTE Electric Company | 6034 | Belle River | IC2 | Petroleum Liquids | 2.7 | 2 | Electric Utility
5109 | DTE Electric Company | 6034 | Belle River | ST1 | Conventional Steam Coal | 697.5 | 635 | Electric Utility
5109 | DTE Electric Company | 6034 | Belle River | ST2 | Conventional Steam Coal | 697.5 | 635 | Electric Utility
5109 | DTE Electric Company | 6035 | Greenwood (MI) | 1 | Natural Gas Steam Turbine | 815.4 | 785 | Electric Utility
5109 | DTE Electric Company | 6035 | Greenwood (MI) | 11-1 | Natural Gas Fired Combustion Turbine | 85.3 | 75 | Electric Utility
5109 | DTE Electric Company | 6035 | Greenwood (MI) | 11-2 | Natural Gas Fired Combustion Turbine | 85.3 | 75 | Electric Utility
5109 | DTE Electric Company | 6035 | Greenwood (MI) | 11-3 | Natural Gas Fired Combustion Turbine | 85.3 | 74 | Electric Utility
5109 | DTE Electric Company | 57421 | Gratiot Wind Park | 1 | Onshore Wind Turbine | 102 | 102 | Electric Utility
5109 | DTE Electric Company | 57851 | Sigel Wind Park | 1 | Onshore Wind Turbine | 64 | 64 | Electric Utility
5109 | DTE Electric Company | 57852 | Minden Wind Park | 1 | Onshore Wind Turbine | 32 | 32 | Electric Utility
5109 | DTE Electric Company | 57853 | McKinley Wind Park | 1 | Onshore Wind Turbine | 14.4 | 14 | Electric Utility
5109 | DTE Electric Company | 58121 | Echo Wind Park | GEN1 | Onshore Wind Turbine | 49.6 | 49.6 | Electric Utility
5109 | DTE Electric Company | 58121 | Echo Wind Park | GEN2 | Onshore Wind Turbine | 62.4 | 62.4 | Electric Utility
5109 | DTE Electric Company | 58719 | Brookfield | WPH2 | Onshore Wind Turbine | 74.8 | 74.8 | Electric Utility
5111 | City of Detroit Lakes - (MN) | 1970 | Detroit Lakes | 1 | Petroleum Liquids | 12.5 | 9.6 | Electric Utility
5155 | City of Dike | 56194 | Dike City Power Plant | 001 | Petroleum Liquids | 2.2 | 2.2 | Electric Utility
5164 | Denver City & County-Foothills | 10070 | Foothills Hydro Plant | GEN1 | Conventional Hydroelectric | 3.1 | 3.1 | IPP Non-CHP
5178 | Dinwiddie Power Inc | 54766 | Boydton Plank Road Cogen Plant | GEN1 | Petroleum Liquids | 0.3 | 0.3 | IPP Non-CHP
5178 | Dinwiddie Power Inc | 54766 | Boydton Plank Road Cogen Plant | GEN10 | Petroleum Liquids | 0.3 | 0.3 | IPP Non-CHP
5178 | Dinwiddie Power Inc | 54766 | Boydton Plank Road Cogen Plant | GEN11 | Petroleum Liquids | 0.3 | 0.3 | IPP Non-CHP
5178 | Dinwiddie Power Inc | 54766 | Boydton Plank Road Cogen Plant | GEN12 | Petroleum Liquids | 0.3 | 0.3 | IPP Non-CHP
5178 | Dinwiddie Power Inc | 54766 | Boydton Plank Road Cogen Plant | GEN13 | Petroleum Liquids | 0.3 | 0.3 | IPP Non-CHP
5178 | Dinwiddie Power Inc | 54766 | Boydton Plank Road Cogen Plant | GEN14 | Petroleum Liquids | 0.3 | 0.3 | IPP Non-CHP
5178 | Dinwiddie Power Inc | 54766 | Boydton Plank Road Cogen Plant | GEN15 | Petroleum Liquids | 0.3 | 0.3 | IPP Non-CHP
5178 | Dinwiddie Power Inc | 54766 | Boydton Plank Road Cogen Plant | GEN16 | Petroleum Liquids | 0.3 | 0.3 | IPP Non-CHP
5178 | Dinwiddie Power Inc | 54766 | Boydton Plank Road Cogen Plant | GEN17 | Petroleum Liquids | 0.3 | 0.3 | IPP Non-CHP
5178 | Dinwiddie Power Inc | 54766 | Boydton Plank Road Cogen Plant | GEN18 | Petroleum Liquids | 0.3 | 0.3 | IPP Non-CHP
5178 | Dinwiddie Power Inc | 54766 | Boydton Plank Road Cogen Plant | GEN19 | Petroleum Liquids | 0.3 | 0.3 | IPP Non-CHP
5178 | Dinwiddie Power Inc | 54766 | Boydton Plank Road Cogen Plant | GEN2 | Petroleum Liquids | 0.3 | 0.3 | IPP Non-CHP
5178 | Dinwiddie Power Inc | 54766 | Boydton Plank Road Cogen Plant | GEN20 | Petroleum Liquids | 0.3 | 0.3 | IPP Non-CHP
5178 | Dinwiddie Power Inc | 54766 | Boydton Plank Road Cogen Plant | GEN21 | Petroleum Liquids | 0.3 | 0.3 | IPP Non-CHP
5178 | Dinwiddie Power Inc | 54766 | Boydton Plank Road Cogen Plant | GEN22 | Petroleum Liquids | 0.3 | 0.3 | IPP Non-CHP
5178 | Dinwiddie Power Inc | 54766 | Boydton Plank Road Cogen Plant | GEN23 | Petroleum Liquids | 0.3 | 0.3 | IPP Non-CHP
5178 | Dinwiddie Power Inc | 54766 | Boydton Plank Road Cogen Plant | GEN24 | Petroleum Liquids | 0.3 | 0.3 | IPP Non-CHP
5178 | Dinwiddie Power Inc | 54766 | Boydton Plank Road Cogen Plant | GEN25 | Petroleum Liquids | 0.3 | 0.3 | IPP Non-CHP
5178 | Dinwiddie Power Inc | 54766 | Boydton Plank Road Cogen Plant | GEN26 | Petroleum Liquids | 0.3 | 0.3 | IPP Non-CHP
5178 | Dinwiddie Power Inc | 54766 | Boydton Plank Road Cogen Plant | GEN27 | Petroleum Liquids | 0.3 | 0.3 | IPP Non-CHP
5178 | Dinwiddie Power Inc | 54766 | Boydton Plank Road Cogen Plant | GEN28 | Petroleum Liquids | 0.3 | 0.3 | IPP Non-CHP
5178 | Dinwiddie Power Inc | 54766 | Boydton Plank Road Cogen Plant | GEN29 | Petroleum Liquids | 0.3 | 0.3 | IPP Non-CHP
5178 | Dinwiddie Power Inc | 54766 | Boydton Plank Road Cogen Plant | GEN3 | Petroleum Liquids | 0.3 | 0.3 | IPP Non-CHP
5178 | Dinwiddie Power Inc | 54766 | Boydton Plank Road Cogen Plant | GEN30 | Petroleum Liquids | 0.3 | 0.3 | IPP Non-CHP
5178 | Dinwiddie Power Inc | 54766 | Boydton Plank Road Cogen Plant | GEN31 | Petroleum Liquids | 0.3 | 0.3 | IPP Non-CHP
5178 | Dinwiddie Power Inc | 54766 | Boydton Plank Road Cogen Plant | GEN32 | Petroleum Liquids | 0.3 | 0.3 | IPP Non-CHP
5178 | Dinwiddie Power Inc | 54766 | Boydton Plank Road Cogen Plant | GEN33 | Petroleum Liquids | 0.3 | 0.3 | IPP Non-CHP
5178 | Dinwiddie Power Inc | 54766 | Boydton Plank Road Cogen Plant | GEN34 | Petroleum Liquids | 0.3 | 0.3 | IPP Non-CHP
5178 | Dinwiddie Power Inc | 54766 | Boydton Plank Road Cogen Plant | GEN4 | Petroleum Liquids | 0.3 | 0.3 | IPP Non-CHP
5178 | Dinwiddie Power Inc | 54766 | Boydton Plank Road Cogen Plant | GEN5 | Petroleum Liquids | 0.3 | 0.3 | IPP Non-CHP
5178 | Dinwiddie Power Inc | 54766 | Boydton Plank Road Cogen Plant | GEN6 | Petroleum Liquids | 0.3 | 0.3 | IPP Non-CHP
5178 | Dinwiddie Power Inc | 54766 | Boydton Plank Road Cogen Plant | GEN7 | Petroleum Liquids | 0.3 | 0.3 | IPP Non-CHP
5178 | Dinwiddie Power Inc | 54766 | Boydton Plank Road Cogen Plant | GEN8 | Petroleum Liquids | 0.3 | 0.3 | IPP Non-CHP
5178 | Dinwiddie Power Inc | 54766 | Boydton Plank Road Cogen Plant | GEN9 | Petroleum Liquids | 0.3 | 0.3 | IPP Non-CHP
5187 | Douglas County | 50938 | Galesville Project | GV1 | Conventional Hydroelectric | 0.8 | 0.8 | IPP Non-CHP
5187 | Douglas County | 50938 | Galesville Project | GV2 | Conventional Hydroelectric | 0.8 | 1 | IPP Non-CHP
5199 | Devon Energy Production Co | 55278 | Beaver Creek Gas Plant | 1 | Natural Gas Fired Combustion Turbine | 2.5 | 1.8 | Industrial CHP
5199 | Devon Energy Production Co | 55278 | Beaver Creek Gas Plant | 2 | Natural Gas Fired Combustion Turbine | 2.5 | 1.8 | Industrial CHP
5221 | Dominion Nuclear Conn Inc | 566 | Millstone | 2 | Nuclear | 909.9 | 897.5 | IPP Non-CHP
5221 | Dominion Nuclear Conn Inc | 566 | Millstone | 3 | Nuclear | 1253 | 1225 | IPP Non-CHP
5226 | Dodge Falls Associates LP | 10526 | Dodge Falls Associates | 1UNI | Conventional Hydroelectric | 5 | 5 | IPP Non-CHP
5232 | Woodland Pulp LLC | 10613 | Domtar - Woodland Mill | HG1 | Conventional Hydroelectric | 3 | 2.9 | Industrial CHP
5232 | Woodland Pulp LLC | 10613 | Domtar - Woodland Mill | HG10 | Conventional Hydroelectric | 1.2 | 1.1 | Industrial CHP
5232 | Woodland Pulp LLC | 10613 | Domtar - Woodland Mill | HG2 | Conventional Hydroelectric | 3 | 2.9 | Industrial CHP
5232 | Woodland Pulp LLC | 10613 | Domtar - Woodland Mill | HG3 | Conventional Hydroelectric | 3.3 | 3.1 | Industrial CHP
5232 | Woodland Pulp LLC | 10613 | Domtar - Woodland Mill | HG4 | Conventional Hydroelectric | 0.8 | 0.8 | Industrial CHP
5232 | Woodland Pulp LLC | 10613 | Domtar - Woodland Mill | HG5 | Conventional Hydroelectric | 0.8 | 0.8 | Industrial CHP
5232 | Woodland Pulp LLC | 10613 | Domtar - Woodland Mill | HG6 | Conventional Hydroelectric | 0.8 | 0.8 | Industrial CHP
5232 | Woodland Pulp LLC | 10613 | Domtar - Woodland Mill | HG7 | Conventional Hydroelectric | 1.6 | 1.5 | Industrial CHP
5232 | Woodland Pulp LLC | 10613 | Domtar - Woodland Mill | HG8 | Conventional Hydroelectric | 2 | 1.9 | Industrial CHP
5232 | Woodland Pulp LLC | 10613 | Domtar - Woodland Mill | HG9 | Conventional Hydroelectric | 2 | 1.9 | Industrial CHP
5232 | Woodland Pulp LLC | 10613 | Domtar - Woodland Mill | TG10 | Wood/Wood Waste Biomass | 23 | 26 | Industrial CHP
5232 | Woodland Pulp LLC | 10613 | Domtar - Woodland Mill | TG11 | Wood/Wood Waste Biomass | 26.8 | 20 | Industrial CHP
5259 | Elwood Energy LLC | 55199 | Elwood Energy LLC | GT1 | Natural Gas Fired Combustion Turbine | 192 | 150 | IPP Non-CHP
5259 | Elwood Energy LLC | 55199 | Elwood Energy LLC | GT2 | Natural Gas Fired Combustion Turbine | 192 | 150 | IPP Non-CHP
5259 | Elwood Energy LLC | 55199 | Elwood Energy LLC | GT3 | Natural Gas Fired Combustion Turbine | 192 | 150 | IPP Non-CHP
5259 | Elwood Energy LLC | 55199 | Elwood Energy LLC | GT4 | Natural Gas Fired Combustion Turbine | 192 | 150 | IPP Non-CHP
5259 | Elwood Energy LLC | 55199 | Elwood Energy LLC | GT5 | Natural Gas Fired Combustion Turbine | 192 | 150 | IPP Non-CHP
5259 | Elwood Energy LLC | 55199 | Elwood Energy LLC | GT6 | Natural Gas Fired Combustion Turbine | 192 | 150 | IPP Non-CHP
5259 | Elwood Energy LLC | 55199 | Elwood Energy LLC | GT7 | Natural Gas Fired Combustion Turbine | 192 | 150 | IPP Non-CHP
5259 | Elwood Energy LLC | 55199 | Elwood Energy LLC | GT8 | Natural Gas Fired Combustion Turbine | 192 | 150 | IPP Non-CHP
5259 | Elwood Energy LLC | 55199 | Elwood Energy LLC | GT9 | Natural Gas Fired Combustion Turbine | 192 | 150 | IPP Non-CHP
5262 | Domtar Industries Inc | 54104 | Ashdown | GEN1 | Wood/Wood Waste Biomass | 19.5 | 17 | Industrial CHP
5262 | Domtar Industries Inc | 54104 | Ashdown | GEN2 | Wood/Wood Waste Biomass | 47 | 40 | Industrial CHP
5262 | Domtar Industries Inc | 54104 | Ashdown | GEN3 | Wood/Wood Waste Biomass | 45 | 33 | Industrial CHP
5262 | Domtar Industries Inc | 54104 | Ashdown | GEN4 | Wood/Wood Waste Biomass | 45 | 38 | Industrial CHP
5269 | Dynegy | 876 | Kincaid Generation LLC | 1 | Conventional Steam Coal | 659.5 | 579 | IPP Non-CHP
5269 | Dynegy | 876 | Kincaid Generation LLC | 2 | Conventional Steam Coal | 659.5 | 579 | IPP Non-CHP
5277 | American Sugar Refining, Inc. | 54795 | Domino Sugar Baltimore | GEN1 | Natural Gas Steam Turbine | 5 | 5 | Industrial CHP
5277 | American Sugar Refining, Inc. | 54795 | Domino Sugar Baltimore | GEN2 | Natural Gas Steam Turbine | 2.5 | 2.5 | Industrial CHP
5277 | American Sugar Refining, Inc. | 54795 | Domino Sugar Baltimore | GEN4 | Natural Gas Steam Turbine | 10 | 10 | Industrial CHP
5302 | DPL Energy LLC | 55229 | Montpelier Electric Generating Station | GT1 | Natural Gas Fired Combustion Turbine | 59 | 45 | IPP Non-CHP
5302 | DPL Energy LLC | 55229 | Montpelier Electric Generating Station | GT2 | Natural Gas Fired Combustion Turbine | 59 | 45 | IPP Non-CHP
5302 | DPL Energy LLC | 55229 | Montpelier Electric Generating Station | GT3 | Natural Gas Fired Combustion Turbine | 59 | 45 | IPP Non-CHP
5302 | DPL Energy LLC | 55229 | Montpelier Electric Generating Station | GT4 | Natural Gas Fired Combustion Turbine | 59 | 45 | IPP Non-CHP
5302 | DPL Energy LLC | 55248 | Tait Electric Generating Station | GT4 | Natural Gas Fired Combustion Turbine | 94 | 85 | IPP Non-CHP
5302 | DPL Energy LLC | 55248 | Tait Electric Generating Station | GT5 | Natural Gas Fired Combustion Turbine | 94 | 85 | IPP Non-CHP
5302 | DPL Energy LLC | 55248 | Tait Electric Generating Station | GT6 | Natural Gas Fired Combustion Turbine | 94 | 85 | IPP Non-CHP
5302 | DPL Energy LLC | 55248 | Tait Electric Generating Station | GT7 | Natural Gas Fired Combustion Turbine | 94 | 85 | IPP Non-CHP
5310 | Doswell Ltd Partnership | 52019 | Doswell Energy Center | GEN1 | Natural Gas Fired Combined Cycle | 122 | 104.7 | IPP Non-CHP
5310 | Doswell Ltd Partnership | 52019 | Doswell Energy Center | GEN2 | Natural Gas Fired Combined Cycle | 122 | 104.7 | IPP Non-CHP
5310 | Doswell Ltd Partnership | 52019 | Doswell Energy Center | GEN3 | Natural Gas Fired Combined Cycle | 132 | 123 | IPP Non-CHP
5310 | Doswell Ltd Partnership | 52019 | Doswell Energy Center | GEN4 | Natural Gas Fired Combined Cycle | 122 | 104.7 | IPP Non-CHP
5310 | Doswell Ltd Partnership | 52019 | Doswell Energy Center | GEN5 | Natural Gas Fired Combined Cycle | 122 | 104.7 | IPP Non-CHP
5310 | Doswell Ltd Partnership | 52019 | Doswell Energy Center | GEN6 | Natural Gas Fired Combined Cycle | 132 | 123 | IPP Non-CHP
5310 | Doswell Ltd Partnership | 52019 | Doswell Energy Center | GEN7 | Natural Gas Fired Combustion Turbine | 187 | 149 | IPP Non-CHP
5321 | Drummond Company, Inc. | 56076 | ABC Coke | 1 | Other Gases | 3.8 | 3.8 | Industrial CHP
5326 | PUD No 1 of Douglas County | 3886 | Wells | U-1 | Conventional Hydroelectric | 77.4 | 84 | Electric Utility
5326 | PUD No 1 of Douglas County | 3886 | Wells | U-10 | Conventional Hydroelectric | 77.4 | 84 | Electric Utility
5326 | PUD No 1 of Douglas County | 3886 | Wells | U-2 | Conventional Hydroelectric | 77.4 | 84 | Electric Utility
5326 | PUD No 1 of Douglas County | 3886 | Wells | U-3 | Conventional Hydroelectric | 77.4 | 84 | Electric Utility
5326 | PUD No 1 of Douglas County | 3886 | Wells | U-4 | Conventional Hydroelectric | 77.4 | 84 | Electric Utility
5326 | PUD No 1 of Douglas County | 3886 | Wells | U-5 | Conventional Hydroelectric | 77.4 | 84 | Electric Utility
5326 | PUD No 1 of Douglas County | 3886 | Wells | U-6 | Conventional Hydroelectric | 77.4 | 84 | Electric Utility
5326 | PUD No 1 of Douglas County | 3886 | Wells | U-7 | Conventional Hydroelectric | 77.4 | 84 | Electric Utility
5326 | PUD No 1 of Douglas County | 3886 | Wells | U-8 | Conventional Hydroelectric | 77.4 | 84 | Electric Utility
5326 | PUD No 1 of Douglas County | 3886 | Wells | U-9 | Conventional Hydroelectric | 77.4 | 84 | Electric Utility
5336 | City of Dover - (OH) | 2914 | Dover | 3 | Conventional Steam Coal | 8 | 8 | Electric Utility
5336 | City of Dover - (OH) | 2914 | Dover | 4 | Conventional Steam Coal | 19.5 | 15.2 | Electric Utility
5336 | City of Dover - (OH) | 2914 | Dover | 5 | Petroleum Liquids | 2.6 | 2.4 | Electric Utility
5336 | City of Dover - (OH) | 2914 | Dover | 6 | Natural Gas Fired Combustion Turbine | 19.5 | 15.3 | Electric Utility
5338 | Dow Chemical Co | 52120 | Dow Chemical Texas Operation | G-37 | Natural Gas Fired Combustion Turbine | 75 | 59.2 | Industrial CHP
5338 | Dow Chemical Co | 52120 | Dow Chemical Texas Operation | G-61 | Natural Gas Fired Combined Cycle | 94.5 | 68.3 | Industrial CHP
5338 | Dow Chemical Co | 52120 | Dow Chemical Texas Operation | G-63 | Natural Gas Fired Combined Cycle | 94.5 | 68.3 | Industrial CHP
5338 | Dow Chemical Co | 52120 | Dow Chemical Texas Operation | G-64 | Natural Gas Fired Combined Cycle | 64.8 | 50 | Industrial CHP
5338 | Dow Chemical Co | 52120 | Dow Chemical Texas Operation | G-65 | Natural Gas Fired Combined Cycle | 111.3 | 95.2 | Industrial CHP
5338 | Dow Chemical Co | 52120 | Dow Chemical Texas Operation | G-66 | Natural Gas Fired Combined Cycle | 119 | 95.6 | Industrial CHP
5338 | Dow Chemical Co | 52120 | Dow Chemical Texas Operation | G-67 | Natural Gas Fired Combined Cycle | 119 | 95.6 | Industrial CHP
5338 | Dow Chemical Co | 56152 | Freeport Energy Center | CTG1 | Natural Gas Fired Combined Cycle | 180 | 169.4 | Industrial CHP
5338 | Dow Chemical Co | 56152 | Freeport Energy Center | STG1 | Natural Gas Fired Combined Cycle | 80 | 50 | Industrial CHP
5347 | Dow Chemical Co | 52006 | LaO Energy Systems | GEN1 | Natural Gas Fired Combined Cycle | 57 | 57 | Industrial CHP
5347 | Dow Chemical Co | 52006 | LaO Energy Systems | GEN2 | Natural Gas Fired Combined Cycle | 88 | 80 | Industrial CHP
5347 | Dow Chemical Co | 52006 | LaO Energy Systems | GEN3 | Natural Gas Fired Combined Cycle | 90 | 94 | Industrial CHP
5347 | Dow Chemical Co | 52006 | LaO Energy Systems | GEN4 | Natural Gas Fired Combined Cycle | 76.5 | 49 | Industrial CHP
5347 | Dow Chemical Co | 52006 | LaO Energy Systems | GEN5 | Natural Gas Fired Combined Cycle | 76.5 | 67 | Industrial CHP
5347 | Dow Chemical Co | 52006 | LaO Energy Systems | GEN6 | Natural Gas Fired Combined Cycle | 76.5 | 67 | Industrial CHP
5347 | Dow Chemical Co | 52006 | LaO Energy Systems | GEN7 | Natural Gas Fired Combined Cycle | 125 | 95 | Industrial CHP
5347 | Dow Chemical Co | 55419 | Plaquemine Cogeneration Plant | G500 | Natural Gas Fired Combined Cycle | 198 | 151 | Industrial CHP
5347 | Dow Chemical Co | 55419 | Plaquemine Cogeneration Plant | G600 | Natural Gas Fired Combined Cycle | 198 | 151 | Industrial CHP
5347 | Dow Chemical Co | 55419 | Plaquemine Cogeneration Plant | G700 | Natural Gas Fired Combined Cycle | 198 | 151 | Industrial CHP
5347 | Dow Chemical Co | 55419 | Plaquemine Cogeneration Plant | G800 | Natural Gas Fired Combined Cycle | 198 | 151 | Industrial CHP
5347 | Dow Chemical Co | 55419 | Plaquemine Cogeneration Plant | ST5 | Natural Gas Fired Combined Cycle | 195 | 189 | Industrial CHP
5352 | Dow Chemical Co - St Charles | 50152 | Dow St Charles Operations | CGN1 | Natural Gas Fired Combined Cycle | 125.8 | 100 | Industrial CHP
5352 | Dow Chemical Co - St Charles | 50152 | Dow St Charles Operations | CGN2 | Natural Gas Fired Combined Cycle | 125.8 | 100 | Industrial CHP
5352 | Dow Chemical Co - St Charles | 50152 | Dow St Charles Operations | CSTG | Natural Gas Fired Combined Cycle | 50 | 50 | Industrial CHP
5352 | Dow Chemical Co - St Charles | 50152 | Dow St Charles Operations | STG | Natural Gas Fired Combined Cycle | 22 | 20 | Industrial CHP
5359 | Doyle I LLC | 55244 | Doyle Generating Facility | CTG1 | Natural Gas Fired Combustion Turbine | 64 | 59.9 | IPP Non-CHP
5359 | Doyle I LLC | 55244 | Doyle Generating Facility | CTG2 | Natural Gas Fired Combustion Turbine | 71.8 | 59.4 | IPP Non-CHP
5359 | Doyle I LLC | 55244 | Doyle Generating Facility | CTG3 | Natural Gas Fired Combustion Turbine | 71.8 | 59.9 | IPP Non-CHP
5359 | Doyle I LLC | 55244 | Doyle Generating Facility | CTG4 | Natural Gas Fired Combustion Turbine | 100.7 | 73.8 | IPP Non-CHP
5359 | Doyle I LLC | 55244 | Doyle Generating Facility | CTG5 | Natural Gas Fired Combustion Turbine | 100.7 | 73.9 | IPP Non-CHP
5374 | Dow Chemical Company-Oyster Creek VIII | 54676 | Oyster Creek Unit VIII | G81 | Natural Gas Fired Combined Cycle | 99 | 73 | IPP CHP
5374 | Dow Chemical Company-Oyster Creek VIII | 54676 | Oyster Creek Unit VIII | G82 | Natural Gas Fired Combined Cycle | 99 | 73 | IPP CHP
5374 | Dow Chemical Company-Oyster Creek VIII | 54676 | Oyster Creek Unit VIII | G83 | Natural Gas Fired Combined Cycle | 99 | 73 | IPP CHP
5374 | Dow Chemical Company-Oyster Creek VIII | 54676 | Oyster Creek Unit VIII | G84 | Natural Gas Fired Combined Cycle | 200.9 | 160 | IPP CHP
5385 | Dry Creek LLC | 54394 | Dry Creek Project | GEN1 | Conventional Hydroelectric | 3.6 | 2.2 | IPP Non-CHP
5416 | Duke Energy Carolinas, LLC | 2718 | G G Allen | 1 | Conventional Steam Coal | 165 | 162 | Electric Utility
5416 | Duke Energy Carolinas, LLC | 2718 | G G Allen | 2 | Conventional Steam Coal | 165 | 162 | Electric Utility
5416 | Duke Energy Carolinas, LLC | 2718 | G G Allen | 3 | Conventional Steam Coal | 275 | 261 | Electric Utility
5416 | Duke Energy Carolinas, LLC | 2718 | G G Allen | 4 | Conventional Steam Coal | 275 | 276 | Electric Utility
5416 | Duke Energy Carolinas, LLC | 2718 | G G Allen | 5 | Conventional Steam Coal | 275 | 266 | Electric Utility
5416 | Duke Energy Carolinas, LLC | 2719 | Bridgewater | 1 | Conventional Hydroelectric | 13 | 15 | Electric Utility
5416 | Duke Energy Carolinas, LLC | 2719 | Bridgewater | 2 | Conventional Hydroelectric | 13 | 15 | Electric Utility
5416 | Duke Energy Carolinas, LLC | 2719 | Bridgewater | 3 | Conventional Hydroelectric | 1.7 | 1.5 | Electric Utility
5416 | Duke Energy Carolinas, LLC | 2720 | Buck | CT11 | Natural Gas Fired Combined Cycle | 185.3 | 176.3 | Electric Utility
5416 | Duke Energy Carolinas, LLC | 2720 | Buck | CT12 | Natural Gas Fired Combined Cycle | 185.3 | 175.1 | Electric Utility
5416 | Duke Energy Carolinas, LLC | 2720 | Buck | ST10 | Natural Gas Fired Combined Cycle | 320.5 | 316.8 | Electric Utility
5416 | Duke Energy Carolinas, LLC | 2721 | James E. Rogers Energy Complex | 5 | Conventional Steam Coal | 570.9 | 552 | Electric Utility
5416 | Duke Energy Carolinas, LLC | 2721 | James E. Rogers Energy Complex | 6 | Conventional Steam Coal | 909.5 | 844 | Electric Utility
5416 | Duke Energy Carolinas, LLC | 2722 | Cowans Ford | 1 | Conventional Hydroelectric | 87.5 | 81.3 | Electric Utility
5416 | Duke Energy Carolinas, LLC | 2722 | Cowans Ford | 2 | Conventional Hydroelectric | 87.5 | 81.3 | Electric Utility
5416 | Duke Energy Carolinas, LLC | 2722 | Cowans Ford | 3 | Conventional Hydroelectric | 87.5 | 81.3 | Electric Utility
5416 | Duke Energy Carolinas, LLC | 2722 | Cowans Ford | 4 | Conventional Hydroelectric | 87.5 | 81.3 | Electric Utility
5416 | Duke Energy Carolinas, LLC | 2723 | Dan River | CT8 | Natural Gas Fired Combined Cycle | 185.3 | 159.9 | Electric Utility
5416 | Duke Energy Carolinas, LLC | 2723 | Dan River | CT9 | Natural Gas Fired Combined Cycle | 185.3 | 161.6 | Electric Utility
5416 | Duke Energy Carolinas, LLC | 2723 | Dan River | ST7 | Natural Gas Fired Combined Cycle | 320.5 | 316.2 | Electric Utility
5416 | Duke Energy Carolinas, LLC | 2726 | Lookout Shoals | 1 | Conventional Hydroelectric | 8.6 | 9.3 | Electric Utility
5416 | Duke Energy Carolinas, LLC | 2726 | Lookout Shoals | 2 | Conventional Hydroelectric | 8.6 | 9.3 | Electric Utility
5416 | Duke Energy Carolinas, LLC | 2726 | Lookout Shoals | 3 | Conventional Hydroelectric | 8.6 | 9.3 | Electric Utility
5416 | Duke Energy Carolinas, LLC | 2727 | Marshall (NC) | 1 | Conventional Steam Coal | 350 | 380 | Electric Utility
5416 | Duke Energy Carolinas, LLC | 2727 | Marshall (NC) | 2 | Conventional Steam Coal | 350 | 380 | Electric Utility
5416 | Duke Energy Carolinas, LLC | 2727 | Marshall (NC) | 3 | Conventional Steam Coal | 648 | 658 | Electric Utility
5416 | Duke Energy Carolinas, LLC | 2727 | Marshall (NC) | 4 | Conventional Steam Coal | 648 | 660 | Electric Utility
5416 | Duke Energy Carolinas, LLC | 2728 | Mountain Island | 1 | Conventional Hydroelectric | 15 | 14 | Electric Utility
5416 | Duke Energy Carolinas, LLC | 2728 | Mountain Island | 2 | Conventional Hydroelectric | 15 | 14 | Electric Utility
5416 | Duke Energy Carolinas, LLC | 2728 | Mountain Island | 3 | Conventional Hydroelectric | 15 | 17 | Electric Utility
5416 | Duke Energy Carolinas, LLC | 2728 | Mountain Island | 4 | Conventional Hydroelectric | 15 | 17 | Electric Utility
5416 | Duke Energy Carolinas, LLC | 2729 | Oxford Dam | 1 | Conventional Hydroelectric | 18 | 20 | Electric Utility
5416 | Duke Energy Carolinas, LLC | 2729 | Oxford Dam | 2 | Conventional Hydroelectric | 18 | 20 | Electric Utility
5416 | Duke Energy Carolinas, LLC | 2730 | Rhodhiss | 1 | Conventional Hydroelectric | 8.5 | 9.5 | Electric Utility
5416 | Duke Energy Carolinas, LLC | 2730 | Rhodhiss | 2 | Conventional Hydroelectric | 8.5 | 11.5 | Electric Utility
5416 | Duke Energy Carolinas, LLC | 2730 | Rhodhiss | 3 | Conventional Hydroelectric | 8.5 | 12.4 | Electric Utility
5416 | Duke Energy Carolinas, LLC | 2736 | Tuxedo | 1 | Conventional Hydroelectric | 2.5 | 3.2 | Electric Utility
5416 | Duke Energy Carolinas, LLC | 2736 | Tuxedo | 2 | Conventional Hydroelectric | 2.5 | 3.2 | Electric Utility
5416 | Duke Energy Carolinas, LLC | 2741 | Bear Creek Dam | 1 | Conventional Hydroelectric | 9 | 9.5 | Electric Utility
5416 | Duke Energy Carolinas, LLC | 2743 | Cedar Cliff | 1 | Conventional Hydroelectric | 6.4 | 6.4 | Electric Utility
5416 | Duke Energy Carolinas, LLC | 2745 | Franklin (NC) | 1 | Conventional Hydroelectric | 0.5 | 0.5 | Electric Utility
5416 | Duke Energy Carolinas, LLC | 2745 | Franklin (NC) | 2 | Conventional Hydroelectric | 0.5 | 0.5 | Electric Utility
5416 | Duke Energy Carolinas, LLC | 2746 | Mission | 1 | Conventional Hydroelectric | 0.6 | 0.6 | Electric Utility
5416 | Duke Energy Carolinas, LLC | 2746 | Mission | 2 | Conventional Hydroelectric | 0.6 | 0.6 | Electric Utility
5416 | Duke Energy Carolinas, LLC | 2746 | Mission | 3 | Conventional Hydroelectric | 0.6 | 0.6 | Electric Utility
5416 | Duke Energy Carolinas, LLC | 2747 | Nantahala | 1 | Conventional Hydroelectric | 43.2 | 50 | Electric Utility
5416 | Duke Energy Carolinas, LLC | 2749 | Tennessee Creek | 1 | Conventional Hydroelectric | 10.8 | 9.8 | Electric Utility
5416 | Duke Energy Carolinas, LLC | 2750 | Thorpe | 1 | Conventional Hydroelectric | 21.6 | 19.7 | Electric Utility
5416 | Duke Energy Carolinas, LLC | 2751 | Tuckasegee | 1 | Conventional Hydroelectric | 3 | 2.5 | Electric Utility
5416 | Duke Energy Carolinas, LLC | 3255 | Cedar Creek | 1 | Conventional Hydroelectric | 15 | 15 | Electric Utility
5416 | Duke Energy Carolinas, LLC | 3255 | Cedar Creek | 2 | Conventional Hydroelectric | 15 | 15 | Electric Utility
5416 | Duke Energy Carolinas, LLC | 3255 | Cedar Creek | 3 | Conventional Hydroelectric | 15 | 15 | Electric Utility
5416 | Duke Energy Carolinas, LLC | 3256 | Dearborn | 1 | Conventional Hydroelectric | 15 | 14 | Electric Utility
5416 | Duke Energy Carolinas, LLC | 3256 | Dearborn | 2 | Conventional Hydroelectric | 15 | 14 | Electric Utility
5416 | Duke Energy Carolinas, LLC | 3256 | Dearborn | 3 | Conventional Hydroelectric | 15 | 14 | Electric Utility
5416 | Duke Energy Carolinas, LLC | 3257 | Fishing Creek | 1 | Conventional Hydroelectric | 9.3 | 11 | Electric Utility
5416 | Duke Energy Carolinas, LLC | 3257 | Fishing Creek | 2 | Conventional Hydroelectric | 8.8 | 9.5 | Electric Utility
5416 | Duke Energy Carolinas, LLC | 3257 | Fishing Creek | 3 | Conventional Hydroelectric | 8.8 | 9.5 | Electric Utility
5416 | Duke Energy Carolinas, LLC | 3257 | Fishing Creek | 4 | Conventional Hydroelectric | 9.4 | 11 | Electric Utility
5416 | Duke Energy Carolinas, LLC | 3257 | Fishing Creek | 5 | Conventional Hydroelectric | 6 | 8 | Electric Utility
5416 | Duke Energy Carolinas, LLC | 3258 | Gaston Shoals | 3 | Conventional Hydroelectric | 1.4 | 1 | Electric Utility
5416 | Duke Energy Carolinas, LLC | 3258 | Gaston Shoals | 4 | Conventional Hydroelectric | 1.4 | 1 | Electric Utility
5416 | Duke Energy Carolinas, LLC | 3258 | Gaston Shoals | 5 | Conventional Hydroelectric | 1.4 | 1 | Electric Utility
5416 | Duke Energy Carolinas, LLC | 3258 | Gaston Shoals | 6 | Conventional Hydroelectric | 2.5 | 1.7 | Electric Utility
5416 | Duke Energy Carolinas, LLC | 3259 | Great Falls (SC) | 1 | Conventional Hydroelectric | 3 | 3 | Electric Utility
5416 | Duke Energy Carolinas, LLC | 3259 | Great Falls (SC) | 2 | Conventional Hydroelectric | 3 | 3 | Electric Utility
5416 | Duke Energy Carolinas, LLC | 3259 | Great Falls (SC) | 3 | Conventional Hydroelectric | 3 | 3 | Electric Utility
5416 | Duke Energy Carolinas, LLC | 3259 | Great Falls (SC) | 4 | Conventional Hydroelectric | 3 | 3 | Electric Utility
5416 | Duke Energy Carolinas, LLC | 3259 | Great Falls (SC) | 5 | Conventional Hydroelectric | 3 | 3 | Electric Utility
5416 | Duke Energy Carolinas, LLC | 3259 | Great Falls (SC) | 6 | Conventional Hydroelectric | 3 | 3 | Electric Utility
5416 | Duke Energy Carolinas, LLC | 3259 | Great Falls (SC) | 7 | Conventional Hydroelectric | 3 | 3 | Electric Utility
5416 | Duke Energy Carolinas, LLC | 3259 | Great Falls (SC) | 8 | Conventional Hydroelectric | 3 | 3 | Electric Utility
5416 | Duke Energy Carolinas, LLC | 3262 | Jocassee | 1 | Hydroelectric Pumped Storage | 193.5 | 195 | Electric Utility
5416 | Duke Energy Carolinas, LLC | 3262 | Jocassee | 2 | Hydroelectric Pumped Storage | 193.5 | 195 | Electric Utility
5416 | Duke Energy Carolinas, LLC | 3262 | Jocassee | 3 | Hydroelectric Pumped Storage | 193.5 | 195 | Electric Utility
5416 | Duke Energy Carolinas, LLC | 3262 | Jocassee | 4 | Hydroelectric Pumped Storage | 193.5 | 195 | Electric Utility
5416 | Duke Energy Carolinas, LLC | 3264 | W S Lee | 3 | Natural Gas Steam Turbine | 175 | 170 | Electric Utility
5416 | Duke Energy Carolinas, LLC | 3264 | W S Lee | 7 | Natural Gas Fired Combustion Turbine | 54 | 41 | Electric Utility
5416 | Duke Energy Carolinas, LLC | 3264 | W S Lee | 8 | Natural Gas Fired Combustion Turbine | 54 | 41 | Electric Utility
5416 | Duke Energy Carolinas, LLC | 3265 | Oconee | 1 | Nuclear | 886.7 | 847 | Electric Utility
5416 | Duke Energy Carolinas, LLC | 3265 | Oconee | 2 | Nuclear | 886.7 | 848 | Electric Utility
5416 | Duke Energy Carolinas, LLC | 3265 | Oconee | 3 | Nuclear | 893.3 | 859 | Electric Utility
5416 | Duke Energy Carolinas, LLC | 3266 | Rocky Creek | 1 | Conventional Hydroelectric | 3 | 2.9 | Electric Utility
5416 | Duke Energy Carolinas, LLC | 3266 | Rocky Creek | 2 | Conventional Hydroelectric | 3 | 2.9 | Electric Utility
5416 | Duke Energy Carolinas, LLC | 3266 | Rocky Creek | 3 | Conventional Hydroelectric | 3 | 2.9 | Electric Utility
5416 | Duke Energy Carolinas, LLC | 3266 | Rocky Creek | 4 | Conventional Hydroelectric | 3 | 2.9 | Electric Utility
5416 | Duke Energy Carolinas, LLC | 3266 | Rocky Creek | 5 | Conventional Hydroelectric | 5 | 4.8 | Electric Utility
5416 | Duke Energy Carolinas, LLC | 3266 | Rocky Creek | 6 | Conventional Hydroelectric | 5 | 4.8 | Electric Utility
5416 | Duke Energy Carolinas, LLC | 3266 | Rocky Creek | 7 | Conventional Hydroelectric | 3 | 2.9 | Electric Utility
5416 | Duke Energy Carolinas, LLC | 3266 | Rocky Creek | 8 | Conventional Hydroelectric | 3 | 2.9 | Electric Utility
5416 | Duke Energy Carolinas, LLC | 3270 | Wateree Hydro | 1 | Conventional Hydroelectric | 11.2 | 17 | Electric Utility
5416 | Duke Energy Carolinas, LLC | 3270 | Wateree Hydro | 2 | Conventional Hydroelectric | 11.2 | 17 | Electric Utility
5416 | Duke Energy Carolinas, LLC | 3270 | Wateree Hydro | 3 | Conventional Hydroelectric | 11.2 | 17 | Electric Utility
5416 | Duke Energy Carolinas, LLC | 3270 | Wateree Hydro | 4 | Conventional Hydroelectric | 11.2 | 17 | Electric Utility
5416 | Duke Energy Carolinas, LLC | 3270 | Wateree Hydro | 5 | Conventional Hydroelectric | 11.2 | 17 | Electric Utility
5416 | Duke Energy Carolinas, LLC | 3271 | Wylie | 1 | Conventional Hydroelectric | 15 | 18 | Electric Utility
5416 | Duke Energy Carolinas, LLC | 3271 | Wylie | 2 | Conventional Hydroelectric | 15 | 18 | Electric Utility
5416 | Duke Energy Carolinas, LLC | 3271 | Wylie | 3 | Conventional Hydroelectric | 15 | 18 | Electric Utility
5416 | Duke Energy Carolinas, LLC | 3271 | Wylie | 4 | Conventional Hydroelectric | 15 | 18 | Electric Utility
5416 | Duke Energy Carolinas, LLC | 3272 | 99 Islands | 1 | Conventional Hydroelectric | 3 | 1.6 | Electric Utility
5416 | Duke Energy Carolinas, LLC | 3272 | 99 Islands | 2 | Conventional Hydroelectric | 3 | 1.6 | Electric Utility
5416 | Duke Energy Carolinas, LLC | 3272 | 99 Islands | 3 | Conventional Hydroelectric | 3 | 1.6 | Electric Utility
5416 | Duke Energy Carolinas, LLC | 3272 | 99 Islands | 4 | Conventional Hydroelectric | 3 | 1.6 | Electric Utility
5416 | Duke Energy Carolinas, LLC | 3272 | 99 Islands | 5 | Conventional Hydroelectric | 3 | 1.6 | Electric Utility
5416 | Duke Energy Carolinas, LLC | 3272 | 99 Islands | 6 | Conventional Hydroelectric | 3 | 1.6 | Electric Utility
5416 | Duke Energy Carolinas, LLC | 6036 | Catawba | 1 | Nuclear | 1205.1 | 1140.1 | Electric Utility
5416 | Duke Energy Carolinas, LLC | 6036 | Catawba | 2 | Nuclear | 1205.1 | 1150.1 | Electric Utility
5416 | Duke Energy Carolinas, LLC | 6038 | McGuire | 1 | Nuclear | 1220.3 | 1138.5 | Electric Utility
5416 | Duke Energy Carolinas, LLC | 6038 | McGuire | 2 | Nuclear | 1220.3 | 1157.6 | Electric Utility
5416 | Duke Energy Carolinas, LLC | 6438 | Queens Creek | 1 | Conventional Hydroelectric | 1.4 | 1.4 | Electric Utility
5416 | Duke Energy Carolinas, LLC | 6517 | Keowee | 1 | Conventional Hydroelectric | 78.8 | 76 | Electric Utility
5416 | Duke Energy Carolinas, LLC | 6517 | Keowee | 2 | Conventional Hydroelectric | 78.8 | 76 | Electric Utility
5416 | Duke Energy Carolinas, LLC | 7125 | Bad Creek | 1 | Hydroelectric Pumped Storage | 324 | 340 | Electric Utility
5416 | Duke Energy Carolinas, LLC | 7125 | Bad Creek | 2 | Hydroelectric Pumped Storage | 324 | 340 | Electric Utility
5416 | Duke Energy Carolinas, LLC | 7125 | Bad Creek | 3 | Hydroelectric Pumped Storage | 324 | 340 | Electric Utility
5416 | Duke Energy Carolinas, LLC | 7125 | Bad Creek | 4 | Hydroelectric Pumped Storage | 324 | 340 | Electric Utility
5416 | Duke Energy Carolinas, LLC | 7277 | Lincoln Combustion | 1 | Natural Gas Fired Combustion Turbine | 109.6 | 79.2 | Electric Utility
5416 | Duke Energy Carolinas, LLC | 7277 | Lincoln Combustion | 10 | Natural Gas Fired Combustion Turbine | 109.6 | 79.2 | Electric Utility
5416 | Duke Energy Carolinas, LLC | 7277 | Lincoln Combustion | 11 | Natural Gas Fired Combustion Turbine | 109.6 | 79.2 | Electric Utility
5416 | Duke Energy Carolinas, LLC | 7277 | Lincoln Combustion | 12 | Natural Gas Fired Combustion Turbine | 109.6 | 79.2 | Electric Utility
5416 | Duke Energy Carolinas, LLC | 7277 | Lincoln Combustion | 13 | Natural Gas Fired Combustion Turbine | 109.6 | 79.2 | Electric Utility
5416 | Duke Energy Carolinas, LLC | 7277 | Lincoln Combustion | 14 | Natural Gas Fired Combustion Turbine | 109.6 | 79.2 | Electric Utility
5416 | Duke Energy Carolinas, LLC | 7277 | Lincoln Combustion | 15 | Natural Gas Fired Combustion Turbine | 109.6 | 79.2 | Electric Utility
5416 | Duke Energy Carolinas, LLC | 7277 | Lincoln Combustion | 16 | Natural Gas Fired Combustion Turbine | 109.6 | 79.2 | Electric Utility
5416 | Duke Energy Carolinas, LLC | 7277 | Lincoln Combustion | 2 | Natural Gas Fired Combustion Turbine | 109.6 | 79.2 | Electric Utility
5416 | Duke Energy Carolinas, LLC | 7277 | Lincoln Combustion | 3 | Natural Gas Fired Combustion Turbine | 109.6 | 79.2 | Electric Utility
5416 | Duke Energy Carolinas, LLC | 7277 | Lincoln Combustion | 4 | Natural Gas Fired Combustion Turbine | 109.6 | 79.2 | Electric Utility
5416 | Duke Energy Carolinas, LLC | 7277 | Lincoln Combustion | 5 | Natural Gas Fired Combustion Turbine | 109.6 | 79.2 | Electric Utility
5416 | Duke Energy Carolinas, LLC | 7277 | Lincoln Combustion | 6 | Natural Gas Fired Combustion Turbine | 109.6 | 79.2 | Electric Utility
5416 | Duke Energy Carolinas, LLC | 7277 | Lincoln Combustion | 7 | Natural Gas Fired Combustion Turbine | 109.6 | 79.2 | Electric Utility
5416 | Duke Energy Carolinas, LLC | 7277 | Lincoln Combustion | 8 | Natural Gas Fired Combustion Turbine | 109.6 | 79.2 | Electric Utility
5416 | Duke Energy Carolinas, LLC | 7277 | Lincoln Combustion | 9 | Natural Gas Fired Combustion Turbine | 109.6 | 79.2 | Electric Utility
5416 | Duke Energy Carolinas, LLC | 7981 | Mill Creek (SC) | 1 | Natural Gas Fired Combustion Turbine | 99.9 | 74.4 | Electric Utility
5416 | Duke Energy Carolinas, LLC | 7981 | Mill Creek (SC) | 2 | Natural Gas Fired Combustion Turbine | 99.9 | 74.4 | Electric Utility
5416 | Duke Energy Carolinas, LLC | 7981 | Mill Creek (SC) | 3 | Natural Gas Fired Combustion Turbine | 99.9 | 74.4 | Electric Utility
5416 | Duke Energy Carolinas, LLC | 7981 | Mill Creek (SC) | 4 | Natural Gas Fired Combustion Turbine | 99.9 | 74.4 | Electric Utility
5416 | Duke Energy Carolinas, LLC | 7981 | Mill Creek (SC) | 5 | Natural Gas Fired Combustion Turbine | 99.9 | 74.4 | Electric Utility
5416 | Duke Energy Carolinas, LLC | 7981 | Mill Creek (SC) | 6 | Natural Gas Fired Combustion Turbine | 99.9 | 74.4 | Electric Utility
5416 | Duke Energy Carolinas, LLC | 7981 | Mill Creek (SC) | 7 | Natural Gas Fired Combustion Turbine | 99.9 | 74.4 | Electric Utility
5416 | Duke Energy Carolinas, LLC | 7981 | Mill Creek (SC) | 8 | Natural Gas Fired Combustion Turbine | 99.9 | 74.4 | Electric Utility
5416 | Duke Energy Carolinas, LLC | 8042 | Belews Creek | 1 | Conventional Steam Coal | 1080.1 | 1110 | Electric Utility
5416 | Duke Energy Carolinas, LLC | 8042 | Belews Creek | 2 | Conventional Steam Coal | 1080.1 | 1110 | Electric Utility
5416 | Duke Energy Carolinas, LLC | 55116 | Rockingham County CT Station | CT1 | Natural Gas Fired Combustion Turbine | 195.5 | 165 | Electric Utility
5416 | Duke Energy Carolinas, LLC | 55116 | Rockingham County CT Station | CT2 | Natural Gas Fired Combustion Turbine | 195.5 | 165 | Electric Utility
5416 | Duke Energy Carolinas, LLC | 55116 | Rockingham County CT Station | CT3 | Natural Gas Fired Combustion Turbine | 195.5 | 165 | Electric Utility
5416 | Duke Energy Carolinas, LLC | 55116 | Rockingham County CT Station | CT4 | Natural Gas Fired Combustion Turbine | 195.5 | 165 | Electric Utility
5416 | Duke Energy Carolinas, LLC | 55116 | Rockingham County CT Station | CT5 | Natural Gas Fired Combustion Turbine | 195.5 | 165 | Electric Utility
5416 | Duke Energy Carolinas, LLC | 57334 | DE Solar 10240 Old Dowd Rd | PV01 | Solar Photovoltaic | 1.9 | 1.9 | Electric Utility
5416 | Duke Energy Carolinas, LLC | 57335 | DE Solar 657 Brigham Rd | PV01 | Solar Photovoltaic | 1.3 | 1.3 | Electric Utility
5416 | Duke Energy Carolinas, LLC | 57336 | DE Solar 1725 Drywall Dr | PV01 | Solar Photovoltaic | 1 | 1 | Electric Utility
5483 | DuPage County | 54987 | Woodridge Greene Valley Treatment Plant | FM01 | Natural Gas Internal Combustion Engine | 1.5 | 1.5 | Commercial CHP
5499 | Targa Midstream Services LP | 54531 | Stingray Facility | 1S72 | Natural Gas Fired Combustion Turbine | 2.5 | 2.5 | Industrial Non-CHP
5511 | CCI Roseton LLC | 8006 | Roseton Generating Facility | 1 | Natural Gas Steam Turbine | 621 | 610.5 | IPP Non-CHP
5511 | CCI Roseton LLC | 8006 | Roseton Generating Facility | 2 | Natural Gas Steam Turbine | 621 | 597.5 | IPP Non-CHP
5517 | Dynegy Midwest Generation Inc | 889 | Baldwin Energy Complex | 1 | Conventional Steam Coal | 625.1 | 576 | IPP Non-CHP
5517 | Dynegy Midwest Generation Inc | 889 | Baldwin Energy Complex | 2 | Conventional Steam Coal | 634.5 | 581 | IPP Non-CHP
5517 | Dynegy Midwest Generation Inc | 889 | Baldwin Energy Complex | 3 | Conventional Steam Coal | 634.5 | 621 | IPP Non-CHP
5517 | Dynegy Midwest Generation Inc | 891 | Havana | 6 | Conventional Steam Coal | 488 | 431 | IPP Non-CHP
5517 | Dynegy Midwest Generation Inc | 892 | Hennepin Power Station | 1 | Conventional Steam Coal | 75 | 66 | IPP Non-CHP
5517 | Dynegy Midwest Generation Inc | 892 | Hennepin Power Station | 2 | Conventional Steam Coal | 231.3 | 218 | IPP Non-CHP
5517 | Dynegy Midwest Generation Inc | 898 | Wood River | 4 | Conventional Steam Coal | 112.5 | 89.5 | IPP Non-CHP
5517 | Dynegy Midwest Generation Inc | 898 | Wood River | 5 | Conventional Steam Coal | 387.6 | 375.5 | IPP Non-CHP
5519 | ExxonMobil Oil Corp | 50627 | ExxonMobil Oil Joliet Refinery | GTG1 | Other Gases | 22 | 22 | Industrial CHP
5519 | ExxonMobil Oil Corp | 50627 | ExxonMobil Oil Joliet Refinery | MG | Other Gases | 11.2 | 11.2 | Industrial CHP
5519 | ExxonMobil Oil Corp | 50627 | ExxonMobil Oil Joliet Refinery | STG1 | Other Gases | 6.5 | 6.5 | Industrial CHP
5528 | DTE East China LLC | 55718 | DTE East China LLC | GT1 | Natural Gas Fired Combustion Turbine | 89.4 | 73 | IPP Non-CHP
5528 | DTE East China LLC | 55718 | DTE East China LLC | GT2 | Natural Gas Fired Combustion Turbine | 89.4 | 72.6 | IPP Non-CHP
5528 | DTE East China LLC | 55718 | DTE East China LLC | GT3 | Natural Gas Fired Combustion Turbine | 89.4 | 74.1 | IPP Non-CHP
5528 | DTE East China LLC | 55718 | DTE East China LLC | GT4 | Natural Gas Fired Combustion Turbine | 89.4 | 75.7 | IPP Non-CHP
5529 | City of Durant - (IA) | 6220 | Durant | 6A | Petroleum Liquids | 2 | 2.1 | Electric Utility
5529 | City of Durant - (IA) | 6220 | Durant | 7 | Petroleum Liquids | 1.8 | 1.8 | Electric Utility
5529 | City of Durant - (IA) | 6220 | Durant | 8 | Petroleum Liquids | 2.6 | 2.6 | Electric Utility
5530 | E F Kenilworth LLC | 10805 | Kenilworth Energy Facility | GEN1 | Natural Gas Fired Combined Cycle | 22 | 20 | IPP CHP
5530 | E F Kenilworth LLC | 10805 | Kenilworth Energy Facility | GEN2 | Natural Gas Fired Combined Cycle | 6.8 | 4.5 | IPP CHP
5532 | E I Colton LLC | 55951 | Agua Mansa Power Plant | AMP1 | Natural Gas Fired Combustion Turbine | 60.5 | 40.8 | Electric Utility
5533 | EF Oxnard, LLC | 10776 | E F Oxnard Energy Facility | GTG | Natural Gas Fired Combustion Turbine | 48.5 | 48.5 | IPP CHP
5534 | DSM Pharmaceuticals Inc | 54887 | DSM Pharmaceuticals | GEN1 | Natural Gas Fired Combustion Turbine | 4 | 3.5 | Industrial CHP
5534 | DSM Pharmaceuticals Inc | 54887 | DSM Pharmaceuticals | GEN2 | Petroleum Liquids | 0.3 | 0.3 | Industrial CHP
5534 | DSM Pharmaceuticals Inc | 54887 | DSM Pharmaceuticals | GEN3 | Petroleum Liquids | 1.1 | 1.1 | Industrial CHP
5534 | DSM Pharmaceuticals Inc | 54887 | DSM Pharmaceuticals | GEN4 | Petroleum Liquids | 1.2 | 1.2 | Industrial CHP
5534 | DSM Pharmaceuticals Inc | 54887 | DSM Pharmaceuticals | GEN5 | Petroleum Liquids | 1 | 1 | Industrial CHP
5534 | DSM Pharmaceuticals Inc | 54887 | DSM Pharmaceuticals | GEN6 | Petroleum Liquids | 1.2 | 1.2 | Industrial CHP
5543 | E I DuPont De Nemours & Co | 10789 | Sabine River Works | GEN1 | Natural Gas Fired Combined Cycle | 89.9 | 82 | Industrial CHP
5543 | E I DuPont De Nemours & Co | 10789 | Sabine River Works | GEN3 | Natural Gas Fired Combined Cycle | 6.2 | 5 | Industrial CHP
5563 | City of Earlville - (IA) | 7865 | Earlville | 1 | Petroleum Liquids | 1.8 | 1.8 | Electric Utility
5571 | East Bay Municipal Util Dist | 376 | Pardee | 1 | Conventional Hydroelectric | 7.5 | 8.9 | Electric Utility
5571 | East Bay Municipal Util Dist | 376 | Pardee | 2 | Conventional Hydroelectric | 7.5 | 8.9 | Electric Utility
5571 | East Bay Municipal Util Dist | 376 | Pardee | 3 | Conventional Hydroelectric | 8.6 | 9.9 | Electric Utility
5571 | East Bay Municipal Util Dist | 537 | Camanche | 1 | Conventional Hydroelectric | 3.6 | 3.5 | Electric Utility
5571 | East Bay Municipal Util Dist | 537 | Camanche | 2 | Conventional Hydroelectric | 3.6 | 3.5 | Electric Utility
5571 | East Bay Municipal Util Dist | 537 | Camanche | 3 | Conventional Hydroelectric | 3.6 | 3.5 | Electric Utility
5571 | East Bay Municipal Util Dist | 56036 | WWTP Power Generation Station | GEN1 | Other Waste Biomass | 2.2 | 2 | Commercial CHP
5571 | East Bay Municipal Util Dist | 56036 | WWTP Power Generation Station | GEN2 | Other Waste Biomass | 2.2 | 2 | Commercial CHP
5571 | East Bay Municipal Util Dist | 56036 | WWTP Power Generation Station | GEN3 | Other Waste Biomass | 2.2 | 2 | Commercial CHP
5571 | East Bay Municipal Util Dist | 57696 | Power Generation Station (PGS) 2 | 1 | Other Waste Biomass | 4.6 | 3.8 | Commercial CHP
5580 | East Kentucky Power Coop, Inc | 54 | J K Smith | GT1 | Natural Gas Fired Combustion Turbine | 149 | 104 | Electric Utility
5580 | East Kentucky Power Coop, Inc | 54 | J K Smith | GT10 | Natural Gas Fired Combustion Turbine | 98 | 88 | Electric Utility
5580 | East Kentucky Power Coop, Inc | 54 | J K Smith | GT2 | Natural Gas Fired Combustion Turbine | 149 | 104 | Electric Utility
5580 | East Kentucky Power Coop, Inc | 54 | J K Smith | GT3 | Natural Gas Fired Combustion Turbine | 149 | 104 | Electric Utility
5580 | East Kentucky Power Coop, Inc | 54 | J K Smith | GT4 | Natural Gas Fired Combustion Turbine | 108 | 74 | Electric Utility
5580 | East Kentucky Power Coop, Inc | 54 | J K Smith | GT5 | Natural Gas Fired Combustion Turbine | 108 | 74 | Electric Utility
5580 | East Kentucky Power Coop, Inc | 54 | J K Smith | GT6 | Natural Gas Fired Combustion Turbine | 98 | 74 | Electric Utility
5580 | East Kentucky Power Coop, Inc | 54 | J K Smith | GT7 | Natural Gas Fired Combustion Turbine | 98 | 74 | Electric Utility
5580 | East Kentucky Power Coop, Inc | 54 | J K Smith | GT9 | Natural Gas Fired Combustion Turbine | 98 | 88 | Electric Utility
5580 | East Kentucky Power Coop, Inc | 1384 | Cooper | 1 | Conventional Steam Coal | 113.6 | 116 | Electric Utility
5580 | East Kentucky Power Coop, Inc | 1384 | Cooper | 2 | Conventional Steam Coal | 230.4 | 225 | Electric Utility
5580 | East Kentucky Power Coop, Inc | 1385 | Dale | 1 | Conventional Steam Coal | 27 | 23 | Electric Utility
5580 | East Kentucky Power Coop, Inc | 1385 | Dale | 2 | Conventional Steam Coal | 27 | 23 | Electric Utility
5580 | East Kentucky Power Coop, Inc | 1385 | Dale | 3 | Conventional Steam Coal | 81 | 74 | Electric Utility
5580 | East Kentucky Power Coop, Inc | 1385 | Dale | 4 | Conventional Steam Coal | 81 | 75 | Electric Utility
5580 | East Kentucky Power Coop, Inc | 6041 | H L Spurlock | 1 | Conventional Steam Coal | 357.6 | 300 | Electric Utility
5580 | East Kentucky Power Coop, Inc | 6041 | H L Spurlock | 2 | Conventional Steam Coal | 592.1 | 510 | Electric Utility
5580 | East Kentucky Power Coop, Inc | 6041 | H L Spurlock | 3 | Conventional Steam Coal | 329.4 | 268 | Electric Utility
5580 | East Kentucky Power Coop, Inc | 6041 | H L Spurlock | 4 | Conventional Steam Coal | 329.4 | 268 | Electric Utility
5580 | East Kentucky Power Coop, Inc | 56277 | Bavarian LFGTE | 1 | Landfill Gas | 0.8 | 0.8 | Electric Utility
5580 | East Kentucky Power Coop, Inc | 56277 | Bavarian LFGTE | 2 | Landfill Gas | 0.8 | 0.8 | Electric Utility
5580 | East Kentucky Power Coop, Inc | 56277 | Bavarian LFGTE | 3 | Landfill Gas | 0.8 | 0.8 | Electric Utility
5580 | East Kentucky Power Coop, Inc | 56277 | Bavarian LFGTE | 4 | Landfill Gas | 0.8 | 0.8 | Electric Utility
5580 | East Kentucky Power Coop, Inc | 56278 | Green Valley LFGTE | 1 | Landfill Gas | 0.8 | 0.8 | Electric Utility
5580 | East Kentucky Power Coop, Inc | 56278 | Green Valley LFGTE | 2 | Landfill Gas | 0.8 | 0.8 | Electric Utility
5580 | East Kentucky Power Coop, Inc | 56278 | Green Valley LFGTE | 3 | Landfill Gas | 0.8 | 0.8 | Electric Utility
5580 | East Kentucky Power Coop, Inc | 56279 | Laurel Ridge LFGTE | 1 | Landfill Gas | 0.8 | 0.8 | Electric Utility
5580 | East Kentucky Power Coop, Inc | 56279 | Laurel Ridge LFGTE | 2 | Landfill Gas | 0.8 | 0.8 | Electric Utility
5580 | East Kentucky Power Coop, Inc | 56279 | Laurel Ridge LFGTE | 3 | Landfill Gas | 0.8 | 0.8 | Electric Utility
5580 | East Kentucky Power Coop, Inc | 56279 | Laurel Ridge LFGTE | 4 | Landfill Gas | 0.8 | 0.8 | Electric Utility
5580 | East Kentucky Power Coop, Inc | 56279 | Laurel Ridge LFGTE | 5 | Landfill Gas | 0.8 | 0.8 | Electric Utility
5580 | East Kentucky Power Coop, Inc | 56280 | Hardin County LFGTE | 1 | Landfill Gas | 0.8 | 0.8 | Electric Utility
5580 | East Kentucky Power Coop, Inc | 56280 | Hardin County LFGTE | 2 | Landfill Gas | 0.8 | 0.8 | Electric Utility
5580 | East Kentucky Power Coop, Inc | 56280 | Hardin County LFGTE | 3 | Landfill Gas | 0.8 | 0.8 | Electric Utility
5580 | East Kentucky Power Coop, Inc | 56327 | Pendleton County LFGTE | 1 | Landfill Gas | 0.8 | 0.8 | Electric Utility
5580 | East Kentucky Power Coop, Inc | 56327 | Pendleton County LFGTE | 2 | Landfill Gas | 0.8 | 0.8 | Electric Utility
5580 | East Kentucky Power Coop, Inc | 56327 | Pendleton County LFGTE | 3 | Landfill Gas | 0.8 | 0.8 | Electric Utility
5580 | East Kentucky Power Coop, Inc | 56327 | Pendleton County LFGTE | 4 | Landfill Gas | 0.8 | 0.8 | Electric Utility
5580 | East Kentucky Power Coop, Inc | 56977 | Mason County LFGTE | 1 | Landfill Gas | 2 | 1.6 | Electric Utility
5610 | Eastman Chemical Co-TN Ops | 50481 | Tennessee Eastman Operations | TG10 | Conventional Steam Coal | 6 | 6 | Industrial CHP
5610 | Eastman Chemical Co-TN Ops | 50481 | Tennessee Eastman Operations | TG11 | Conventional Steam Coal | 6 | 6 | Industrial CHP
5610 | Eastman Chemical Co-TN Ops | 50481 | Tennessee Eastman Operations | TG12 | Conventional Steam Coal | 6 | 6 | Industrial CHP
5610 | Eastman Chemical Co-TN Ops | 50481 | Tennessee Eastman Operations | TG13 | Conventional Steam Coal | 7 | 7 | Industrial CHP
5610 | Eastman Chemical Co-TN Ops | 50481 | Tennessee Eastman Operations | TG14 | Conventional Steam Coal | 10 | 10 | Industrial CHP
5610 | Eastman Chemical Co-TN Ops | 50481 | Tennessee Eastman Operations | TG15 | Conventional Steam Coal | 7.5 | 7.5 | Industrial CHP
5610 | Eastman Chemical Co-TN Ops | 50481 | Tennessee Eastman Operations | TG16 | Conventional Steam Coal | 10.4 | 10.4 | Industrial CHP
5610 | Eastman Chemical Co-TN Ops | 50481 | Tennessee Eastman Operations | TG17 | Conventional Steam Coal | 10.4 | 10.4 | Industrial CHP
5610 | Eastman Chemical Co-TN Ops | 50481 | Tennessee Eastman Operations | TG18 | Conventional Steam Coal | 10.4 | 10.4 | Industrial CHP
5610 | Eastman Chemical Co-TN Ops | 50481 | Tennessee Eastman Operations | TG19 | Conventional Steam Coal | 10.4 | 10.4 | Industrial CHP
5610 | Eastman Chemical Co-TN Ops | 50481 | Tennessee Eastman Operations | TG20 | Conventional Steam Coal | 10.4 | 10.4 | Industrial CHP
5610 | Eastman Chemical Co-TN Ops | 50481 | Tennessee Eastman Operations | TG21 | Conventional Steam Coal | 15 | 15 | Industrial CHP
5610 | Eastman Chemical Co-TN Ops | 50481 | Tennessee Eastman Operations | TG22 | Conventional Steam Coal | 15.4 | 15.4 | Industrial CHP
5610 | Eastman Chemical Co-TN Ops | 50481 | Tennessee Eastman Operations | TG24 | Conventional Steam Coal | 16.8 | 16.8 | Industrial CHP
5610 | Eastman Chemical Co-TN Ops | 50481 | Tennessee Eastman Operations | TG25 | Natural Gas Steam Turbine | 18 | 18 | Industrial CHP
5610 | Eastman Chemical Co-TN Ops | 50481 | Tennessee Eastman Operations | TG26 | Conventional Steam Coal | 16.6 | 16.6 | Industrial CHP
5610 | Eastman Chemical Co-TN Ops | 50481 | Tennessee Eastman Operations | TGO7 | Conventional Steam Coal | 6 | 6 | Industrial CHP
5610 | Eastman Chemical Co-TN Ops | 50481 | Tennessee Eastman Operations | TGO8 | Conventional Steam Coal | 6 | 6 | Industrial CHP
5610 | Eastman Chemical Co-TN Ops | 50481 | Tennessee Eastman Operations | TGO9 | Conventional Steam Coal | 6 | 6 | Industrial CHP
5623 | Rousselot Inc | 50955 | Rousselot Inc | GEN1 | Natural Gas Steam Turbine | 1.5 | 1.5 | Industrial CHP
5623 | Rousselot Inc | 50955 | Rousselot Inc | GEN2 | Natural Gas Steam Turbine | 1.5 | 1.5 | Industrial CHP
5623 | Rousselot Inc | 50955 | Rousselot Inc | GEN3 | Natural Gas Steam Turbine | 3.7 | 3.3 | Industrial CHP
5624 | RED-Rochester, LLC | 10025 | RED-Rochester, LLC | 17TG | Conventional Steam Coal | 15 | 15 | Industrial CHP
5624 | RED-Rochester, LLC | 10025 | RED-Rochester, LLC | 22TG | Conventional Steam Coal | 12.5 | 12.5 | Industrial CHP
5624 | RED-Rochester, LLC | 10025 | RED-Rochester, LLC | 41TG | Conventional Steam Coal | 25.6 | 25.6 | Industrial CHP
5624 | RED-Rochester, LLC | 10025 | RED-Rochester, LLC | 42TG | Conventional Steam Coal | 25.6 | 25.6 | Industrial CHP
5624 | RED-Rochester, LLC | 10025 | RED-Rochester, LLC | 43TG | Conventional Steam Coal | 25.6 | 25.6 | Industrial CHP
5624 | RED-Rochester, LLC | 10025 | RED-Rochester, LLC | 44TG | Conventional Steam Coal | 25.6 | 25.6 | Industrial CHP
5624 | RED-Rochester, LLC | 10025 | RED-Rochester, LLC | KPR1 | Conventional Hydroelectric | 0.4 | 0.4 | Industrial CHP
5625 | Easton Utilities Comm | 1580 | Easton | 10 | Petroleum Liquids | 3.5 | 3.5 | Electric Utility
5625 | Easton Utilities Comm | 1580 | Easton | 101 | Petroleum Liquids | 1.5 | 1.5 | Electric Utility
5625 | Easton Utilities Comm | 1580 | Easton | 102 | Petroleum Liquids | 1.5 | 1.5 | Electric Utility
5625 | Easton Utilities Comm | 1580 | Easton | 11 | Petroleum Liquids | 3.8 | 3.6 | Electric Utility
5625 | Easton Utilities Comm | 1580 | Easton | 12 | Petroleum Liquids | 4.1 | 4.1 | Electric Utility
5625 | Easton Utilities Comm | 1580 | Easton | 13 | Petroleum Liquids | 5.6 | 5.6 | Electric Utility
5625 | Easton Utilities Comm | 1580 | Easton | 14 | Petroleum Liquids | 5.6 | 5.6 | Electric Utility
5625 | Easton Utilities Comm | 1580 | Easton | 7 | Petroleum Liquids | 2.5 | 2 | Electric Utility
5625 | Easton Utilities Comm | 1580 | Easton | 8 | Petroleum Liquids | 2.5 | 2 | Electric Utility
5625 | Easton Utilities Comm | 1580 | Easton | 9 | Petroleum Liquids | 3 | 2.5 | Electric Utility
5625 | Easton Utilities Comm | 4257 | Easton 2 | 201 | Petroleum Liquids | 1.5 | 1.5 | Electric Utility
5625 | Easton Utilities Comm | 4257 | Easton 2 | 202 | Petroleum Liquids | 1.5 | 1.5 | Electric Utility
5625 | Easton Utilities Comm | 4257 | Easton 2 | 203 | Petroleum Liquids | 5.4 | 4.5 | Electric Utility
5625 | Easton Utilities Comm | 4257 | Easton 2 | 204 | Petroleum Liquids | 5.4 | 4.5 | Electric Utility
5625 | Easton Utilities Comm | 4257 | Easton 2 | 21 | Petroleum Liquids | 6.2 | 6.2 | Electric Utility
5625 | Easton Utilities Comm | 4257 | Easton 2 | 22 | Petroleum Liquids | 6.2 | 6.2 | Electric Utility
5625 | Easton Utilities Comm | 4257 | Easton 2 | 23 | Petroleum Liquids | 6.3 | 6.3 | Electric Utility
5625 | Easton Utilities Comm | 4257 | Easton 2 | 24 | Petroleum Liquids | 6.3 | 6.3 | Electric Utility
5670 | Ebensburg Power Co | 10603 | Ebensburg Power | GEN1 | Conventional Steam Coal | 57.6 | 50 | IPP CHP
5677 | Waste Energy Services Inc | 50077 | Waste Energy Services | CAT1 | Landfill Gas | 0.5 | 0.5 | IPP CHP
5677 | Waste Energy Services Inc | 50077 | Waste Energy Services | CAT2 | Landfill Gas | 0.3 | 0.3 | IPP CHP
5677 | Waste Energy Services Inc | 50077 | Waste Energy Services | CAT3 | Landfill Gas | 0.3 | 0.3 | IPP CHP
5677 | Waste Energy Services Inc | 50077 | Waste Energy Services | CAT4 | Landfill Gas | 0.3 | 0.3 | IPP CHP
5695 | Desert Star Energy Center SDG&E | 55077 | Desert Star Energy Center | ED01 | Natural Gas Fired Combined Cycle | 170 | 150 | Electric Utility
5695 | Desert Star Energy Center SDG&E | 55077 | Desert Star Energy Center | ED02 | Natural Gas Fired Combined Cycle | 170 | 150 | Electric Utility
5695 | Desert Star Energy Center SDG&E | 55077 | Desert Star Energy Center | ED03 | Natural Gas Fired Combined Cycle | 196 | 150 | Electric Utility
5701 | El Paso Electric Co | 9 | Copper | 1 | Natural Gas Fired Combustion Turbine | 80.5 | 62 | Electric Utility
5701 | El Paso Electric Co | 2444 | Rio Grande | 6 | Natural Gas Steam Turbine | 50 | 45 | Electric Utility
5701 | El Paso Electric Co | 2444 | Rio Grande | 7 | Natural Gas Steam Turbine | 50 | 46 | Electric Utility
5701 | El Paso Electric Co | 2444 | Rio Grande | 8 | Natural Gas Steam Turbine | 166.5 | 145 | Electric Utility
5701 | El Paso Electric Co | 2444 | Rio Grande | 9 | Natural Gas Fired Combustion Turbine | 106 | 88.2 | Electric Utility
5701 | El Paso Electric Co | 3456 | Newman | 1 | Natural Gas Steam Turbine | 81.6 | 74 | Electric Utility
5701 | El Paso Electric Co | 3456 | Newman | 2 | Natural Gas Steam Turbine | 81.6 | 76 | Electric Utility
5701 | El Paso Electric Co | 3456 | Newman | 3 | Natural Gas Steam Turbine | 121.8 | 102 | Electric Utility
5701 | El Paso Electric Co | 3456 | Newman | 4 | Natural Gas Fired Combined Cycle | 120 | 83 | Electric Utility
5701 | El Paso Electric Co | 3456 | Newman | 5CA1 | Natural Gas Fired Combined Cycle | 165 | 141.9 | Electric Utility
5701 | El Paso Electric Co | 3456 | Newman | 5CT1 | Natural Gas Fired Combined Cycle | 86.5 | 70 | Electric Utility
5701 | El Paso Electric Co | 3456 | Newman | 5CT2 | Natural Gas Fired Combined Cycle | 86.5 | 70 | Electric Utility
5701 | El Paso Electric Co | 3456 | Newman | CT1 | Natural Gas Fired Combined Cycle | 85 | 72 | Electric Utility
5701 | El Paso Electric Co | 3456 | Newman | CT2 | Natural Gas Fired Combined Cycle | 85 | 72 | Electric Utility
5701 | El Paso Electric Co | 55578 | Hueco Mountain Wind Ranch | EXIS | Onshore Wind Turbine | 1.3 | 1.3 | Electric Utility
5748 | Electric Energy Inc | 887 | Joppa Steam | 1 | Conventional Steam Coal | 183.3 | 159 | IPP Non-CHP
5748 | Electric Energy Inc | 887 | Joppa Steam | 2 | Conventional Steam Coal | 183.3 | 159 | IPP Non-CHP
5748 | Electric Energy Inc | 887 | Joppa Steam | 3 | Conventional Steam Coal | 183.3 | 157 | IPP Non-CHP
5748 | Electric Energy Inc | 887 | Joppa Steam | 4 | Conventional Steam Coal | 183.3 | 160 | IPP Non-CHP
5748 | Electric Energy Inc | 887 | Joppa Steam | 5 | Conventional Steam Coal | 183.3 | 156 | IPP Non-CHP
5748 | Electric Energy Inc | 887 | Joppa Steam | 6 | Conventional Steam Coal | 183.3 | 157 | IPP Non-CHP
5761 | Ennis Power Company LLC | 55223 | Ennis Power Company LLC | GT1 | Natural Gas Fired Combined Cycle | 285 | 245.1 | IPP Non-CHP
5761 | Ennis Power Company LLC | 55223 | Ennis Power Company LLC | ST1 | Natural Gas Fired Combined Cycle | 133 | 114.4 | IPP Non-CHP
5773 | City of Elk River | 1971 | Elk River City of | 1 | Petroleum Liquids | 0.5 | 0.5 | Electric Utility
5773 | City of Elk River | 1971 | Elk River City of | 2 | Petroleum Liquids | 0.5 | 0.5 | Electric Utility
5773 | City of Elk River | 1971 | Elk River City of | 3 | Petroleum Liquids | 3 | 3 | Electric Utility
5773 | City of Elk River | 1971 | Elk River City of | 4 | Petroleum Liquids | 5 | 5 | Electric Utility
5773 | City of Elk River | 1971 | Elk River City of | 5 | Landfill Gas | 0.8 | 0.8 | Electric Utility
5773 | City of Elk River | 1971 | Elk River City of | 6 | Landfill Gas | 0.8 | 0.8 | Electric Utility
5773 | City of Elk River | 1971 | Elk River City of | 7 | Landfill Gas | 0.8 | 0.8 | Electric Utility
5773 | City of Elk River | 1971 | Elk River City of | 8 | Landfill Gas | 0.8 | 0.8 | Electric Utility
5802 | City of Ellinwood - (KS) | 1274 | Ellinwood | 1 | Petroleum Liquids | 2.1 | 1.8 | Electric Utility
5802 | City of Ellinwood - (KS) | 1274 | Ellinwood | 2 | Petroleum Liquids | 1.4 | 1.3 | Electric Utility
5802 | City of Ellinwood - (KS) | 1274 | Ellinwood | 3 | Petroleum Liquids | 0.6 | 0.3 | Electric Utility
5802 | City of Ellinwood - (KS) | 1274 | Ellinwood | 4 | Petroleum Liquids | 1.1 | 1 | Electric Utility
5802 | City of Ellinwood - (KS) | 1274 | Ellinwood | 5 | Petroleum Liquids | 3.3 | 2.5 | Electric Utility
5811 | Empire Hydro Partners | 10817 | Port Leyden Hydroelectric Project | GEN1 | Conventional Hydroelectric | 0.5 | 0.5 | IPP Non-CHP
5811 | Empire Hydro Partners | 10817 | Port Leyden Hydroelectric Project | GEN2 | Conventional Hydroelectric | 0.5 | 0.5 | IPP Non-CHP
5834 | City of Elroy - (WI) | 4113 | Elroy | 1A | Petroleum Liquids | 2.3 | 2.2 | Electric Utility
5834 | City of Elroy - (WI) | 4113 | Elroy | 2A | Petroleum Liquids | 2.3 | 2.2 | Electric Utility
5834 | City of Elroy - (WI) | 4113 | Elroy | 5 | Petroleum Liquids | 2 | 2.2 | Electric Utility
5850 | City of Emerson - (NE) | 2235 | Emerson | 2 | Natural Gas Internal Combustion Engine | 1.1 | 1.1 | Electric Utility
5850 | City of Emerson - (NE) | 2235 | Emerson | 3 | Petroleum Liquids | 0.1 | 0.1 | Electric Utility
5850 | City of Emerson - (NE) | 2235 | Emerson | 4 | Natural Gas Internal Combustion Engine | 0.4 | 0.4 | Electric Utility
5860 | Empire District Electric Co | 1239 | Riverton | 10 | Natural Gas Fired Combustion Turbine | 16.3 | 16 | Electric Utility
5860 | Empire District Electric Co | 1239 | Riverton | 11 | Natural Gas Fired Combustion Turbine | 16.3 | 17 | Electric Utility
5860 | Empire District Electric Co | 1239 | Riverton | 12 | Natural Gas Fired Combustion Turbine | 148.8 | 147 | Electric Utility
5860 | Empire District Electric Co | 1239 | Riverton | 8 | Natural Gas Steam Turbine | 50 | 54 | Electric Utility
5860 | Empire District Electric Co | 1239 | Riverton | 9 | Natural Gas Fired Combustion Turbine | 12.5 | 12 | Electric Utility
5860 | Empire District Electric Co | 2076 | Asbury | 1 | Conventional Steam Coal | 212.8 | 189 | Electric Utility
5860 | Empire District Electric Co | 6223 | Empire Energy Center | 1 | Natural Gas Fired Combustion Turbine | 129 | 82 | Electric Utility
5860 | Empire District Electric Co | 6223 | Empire Energy Center | 2 | Natural Gas Fired Combustion Turbine | 129 | 82 | Electric Utility
5860 | Empire District Electric Co | 6223 | Empire Energy Center | 3 | Natural Gas Fired Combustion Turbine | 60.5 | 49 | Electric Utility
5860 | Empire District Electric Co | 6223 | Empire Energy Center | 4 | Natural Gas Fired Combustion Turbine | 60.5 | 49 | Electric Utility
5860 | Empire District Electric Co | 6280 | Ozark Beach | 5 | Conventional Hydroelectric | 4 | 4 | Electric Utility
5860 | Empire District Electric Co | 6280 | Ozark Beach | 6 | Conventional Hydroelectric | 4 | 4 | Electric Utility
5860 | Empire District Electric Co | 6280 | Ozark Beach | 7 | Conventional Hydroelectric | 4 | 4 | Electric Utility
5860 | Empire District Electric Co | 6280 | Ozark Beach | 8 | Conventional Hydroelectric | 4 | 4 | Electric Utility
5860 | Empire District Electric Co | 7296 | State Line Combined Cycle | 1 | Natural Gas Fired Combustion Turbine | 123 | 94 | Electric Utility
5860 | Empire District Electric Co | 7296 | State Line Combined Cycle | 2-1 | Natural Gas Fired Combined Cycle | 181 | 159 | Electric Utility
5860 | Empire District Electric Co | 7296 | State Line Combined Cycle | 2-2 | Natural Gas Fired Combined Cycle | 180 | 158 | Electric Utility
5860 | Empire District Electric Co | 7296 | State Line Combined Cycle | 2-3 | Natural Gas Fired Combined Cycle | 206.5 | 178 | Electric Utility
5901 | Encina Joint Powers Authority | 10026 | Encina Water Pollution Control | EG10 | Other Waste Biomass | 0.8 | 0.8 | Commercial Non-CHP
5901 | Encina Joint Powers Authority | 10026 | Encina Water Pollution Control | EG20 | Other Waste Biomass | 0.8 | 0.8 | Commercial Non-CHP
5901 | Encina Joint Powers Authority | 10026 | Encina Water Pollution Control | EG30 | Other Waste Biomass | 0.8 | 0.8 | Commercial Non-CHP
5901 | Encina Joint Powers Authority | 10026 | Encina Water Pollution Control | EG40 | Other Waste Biomass | 0.8 | 0.8 | Commercial Non-CHP
5906 | EDF Renewable Services Inc | 55741 | Ridge Crest Wind Partners | A1 | Onshore Wind Turbine | 29.7 | 29.7 | IPP Non-CHP
5906 | EDF Renewable Services Inc | 56646 | Chandler Hills Wind Farm | 1 | Onshore Wind Turbine | 2 | 2 | IPP Non-CHP
5914 | Erie Boulevard Hydropower LP | 2540 | Allens Falls | 1 | Conventional Hydroelectric | 4 | 3.5 | IPP Non-CHP
5914 | Erie Boulevard Hydropower LP | 2543 | Beardslee | 1 | Conventional Hydroelectric | 10 | 8.5 | IPP Non-CHP
5914 | Erie Boulevard Hydropower LP | 2543 | Beardslee | 2 | Conventional Hydroelectric | 10 | 8.1 | IPP Non-CHP
5914 | Erie Boulevard Hydropower LP | 2544 | Belfort | 1 | Conventional Hydroelectric | 0.4 | 0.4 | IPP Non-CHP
5914 | Erie Boulevard Hydropower LP | 2544 | Belfort | 2 | Conventional Hydroelectric | 0.6 | 0.5 | IPP Non-CHP
5914 | Erie Boulevard Hydropower LP | 2544 | Belfort | 3 | Conventional Hydroelectric | 1 | 0.9 | IPP Non-CHP
5914 | Erie Boulevard Hydropower LP | 2545 | Bennetts Bridge | 1 | Conventional Hydroelectric | 9 | 8.4 | IPP Non-CHP
5914 | Erie Boulevard Hydropower LP | 2545 | Bennetts Bridge | 2 | Conventional Hydroelectric | 9 | 8.4 | IPP Non-CHP
5914 | Erie Boulevard Hydropower LP | 2545 | Bennetts Bridge | 3 | Conventional Hydroelectric | 9 | 6.3 | IPP Non-CHP
5914 | Erie Boulevard Hydropower LP | 2545 | Bennetts Bridge | 4 | Conventional Hydroelectric | 9 | 7.2 | IPP Non-CHP
5914 | Erie Boulevard Hydropower LP | 2546 | Black River | 1 | Conventional Hydroelectric | 2 | 1.5 | IPP Non-CHP
5914 | Erie Boulevard Hydropower LP | 2546 | Black River | 2 | Conventional Hydroelectric | 2 | 1.5 | IPP Non-CHP
5914 | Erie Boulevard Hydropower LP | 2546 | Black River | 3 | Conventional Hydroelectric | 2 | 1.5 | IPP Non-CHP
5914 | Erie Boulevard Hydropower LP | 2547 | Blake | 1 | Conventional Hydroelectric | 15 | 14.2 | IPP Non-CHP
5914 | Erie Boulevard Hydropower LP | 2548 | Browns Falls | 1 | Conventional Hydroelectric | 8 | 7.9 | IPP Non-CHP
5914 | Erie Boulevard Hydropower LP | 2548 | Browns Falls | 2 | Conventional Hydroelectric | 8 | 7.9 | IPP Non-CHP
5914 | Erie Boulevard Hydropower LP | 2550 | Chasm | 1 | Conventional Hydroelectric | 1 | 0.5 | IPP Non-CHP
5914 | Erie Boulevard Hydropower LP | 2550 | Chasm | 2 | Conventional Hydroelectric | 1 | 0.5 | IPP Non-CHP
5914 | Erie Boulevard Hydropower LP | 2550 | Chasm | 3 | Conventional Hydroelectric | 1 | 0.6 | IPP Non-CHP
5914 | Erie Boulevard Hydropower LP | 2551 | Colton | 1 | Conventional Hydroelectric | 11 | 9.9 | IPP Non-CHP
5914 | Erie Boulevard Hydropower LP | 2551 | Colton | 2 | Conventional Hydroelectric | 12 | 10.3 | IPP Non-CHP
5914 | Erie Boulevard Hydropower LP | 2551 | Colton | 3 | Conventional Hydroelectric | 13 | 9.5 | IPP Non-CHP
5914 | Erie Boulevard Hydropower LP | 2552 | Deferiet | 1 | Conventional Hydroelectric | 4 | 3.6 | IPP Non-CHP
5914 | Erie Boulevard Hydropower LP | 2552 | Deferiet | 2 | Conventional Hydroelectric | 4 | 3.6 | IPP Non-CHP
5914 | Erie Boulevard Hydropower LP | 2552 | Deferiet | 3 | Conventional Hydroelectric | 4 | 3.6 | IPP Non-CHP
5914 | Erie Boulevard Hydropower LP | 2555 | Eagle | 1 | Conventional Hydroelectric | 2 | 1.4 | IPP Non-CHP
5914 | Erie Boulevard Hydropower LP | 2555 | Eagle | 2 | Conventional Hydroelectric | 1 | 1.2 | IPP Non-CHP
5914 | Erie Boulevard Hydropower LP | 2555 | Eagle | 3 | Conventional Hydroelectric | 1 | 1.2 | IPP Non-CHP
5914 | Erie Boulevard Hydropower LP | 2555 | Eagle | 4 | Conventional Hydroelectric | 2 | 2 | IPP Non-CHP
5914 | Erie Boulevard Hydropower LP | 2556 | Eel Weir | 1 | Conventional Hydroelectric | 0.5 | 0.4 | IPP Non-CHP
5914 | Erie Boulevard Hydropower LP | 2556 | Eel Weir | 2 | Conventional Hydroelectric | 1 | 0.8 | IPP Non-CHP
5914 | Erie Boulevard Hydropower LP | 2556 | Eel Weir | 3 | Conventional Hydroelectric | 1 | 0.8 | IPP Non-CHP
5914 | Erie Boulevard Hydropower LP | 2557 | Effley | 1 | Conventional Hydroelectric | 0.4 | 0.4 | IPP Non-CHP
5914 | Erie Boulevard Hydropower LP | 2557 | Effley | 2 | Conventional Hydroelectric | 0.4 | 0.4 | IPP Non-CHP
5914 | Erie Boulevard Hydropower LP | 2557 | Effley | 3 | Conventional Hydroelectric | 0.6 | 0.4 | IPP Non-CHP
5914 | Erie Boulevard Hydropower LP | 2557 | Effley | 4 | Conventional Hydroelectric | 1.6 | 1.7 | IPP Non-CHP
5914 | Erie Boulevard Hydropower LP | 2559 | Elmer | 1 | Conventional Hydroelectric | 1 | 1 | IPP Non-CHP
5914 | Erie Boulevard Hydropower LP | 2559 | Elmer | 2 | Conventional Hydroelectric | 1 | 1 | IPP Non-CHP
5914 | Erie Boulevard Hydropower LP | 2560 | Ephratah | 1 | Conventional Hydroelectric | 1 | 0.9 | IPP Non-CHP
5914 | Erie Boulevard Hydropower LP | 2560 | Ephratah | 2 | Conventional Hydroelectric | 1 | 0.9 | IPP Non-CHP
5914 | Erie Boulevard Hydropower LP | 2560 | Ephratah | 3 | Conventional Hydroelectric | 1 | 0.9 | IPP Non-CHP
5914 | Erie Boulevard Hydropower LP | 2560 | Ephratah | 4 | Conventional Hydroelectric | 1 | 1 | IPP Non-CHP
5914 | Erie Boulevard Hydropower LP | 2561 | East Norfolk | 1 | Conventional Hydroelectric | 4 | 4.1 | IPP Non-CHP
5914 | Erie Boulevard Hydropower LP | 2562 | Five Falls | 1 | Conventional Hydroelectric | 24 | 22.4 | IPP Non-CHP
5914 | Erie Boulevard Hydropower LP | 2563 | Flat Rock | 1 | Conventional Hydroelectric | 2 | 2.4 | IPP Non-CHP
5914 | Erie Boulevard Hydropower LP | 2563 | Flat Rock | 2 | Conventional Hydroelectric | 3 | 2.8 | IPP Non-CHP
5914 | Erie Boulevard Hydropower LP | 2564 | Franklin (NY) | 1 | Conventional Hydroelectric | 1 | 0.9 | IPP Non-CHP
5914 | Erie Boulevard Hydropower LP | 2564 | Franklin (NY) | 2 | Conventional Hydroelectric | 1 | 1.1 | IPP Non-CHP
5914 | Erie Boulevard Hydropower LP | 2566 | Fulton Hydro | 1 | Conventional Hydroelectric | 0.8 | 0.1 | IPP Non-CHP
5914 | Erie Boulevard Hydropower LP | 2566 | Fulton Hydro | 2 | Conventional Hydroelectric | 0.5 | 0.1 | IPP Non-CHP
5914 | Erie Boulevard Hydropower LP | 2568 | Glenwood Hydro | 1 | Conventional Hydroelectric | 0.5 | 0.5 | IPP Non-CHP
5914 | Erie Boulevard Hydropower LP | 2568 | Glenwood Hydro | 2 | Conventional Hydroelectric | 0.5 | 0.5 | IPP Non-CHP
5914 | Erie Boulevard Hydropower LP | 2568 | Glenwood Hydro | 3 | Conventional Hydroelectric | 0.5 | 0.5 | IPP Non-CHP
5914 | Erie Boulevard Hydropower LP | 2569 | Granby | 1 | Conventional Hydroelectric | 5 | 5.1 | IPP Non-CHP
5914 | Erie Boulevard Hydropower LP | 2569 | Granby | 2 | Conventional Hydroelectric | 5 | 5.1 | IPP Non-CHP
5914 | Erie Boulevard Hydropower LP | 2571 | Hannawa | 1 | Conventional Hydroelectric | 4 | 3.6 | IPP Non-CHP
5914 | Erie Boulevard Hydropower LP | 2571 | Hannawa | 2 | Conventional Hydroelectric | 4 | 3.9 | IPP Non-CHP
5914 | Erie Boulevard Hydropower LP | 2572 | Herrings | 1 | Conventional Hydroelectric | 1.8 | 1.5 | IPP Non-CHP
5914 | Erie Boulevard Hydropower LP | 2572 | Herrings | 2 | Conventional Hydroelectric | 1.8 | 1.5 | IPP Non-CHP
5914 | Erie Boulevard Hydropower LP | 2572 | Herrings | 3 | Conventional Hydroelectric | 1.8 | 1.5 | IPP Non-CHP
5914 | Erie Boulevard Hydropower LP | 2573 | Heuvelton | 1 | Conventional Hydroelectric | 0.5 | 0.4 | IPP Non-CHP
5914 | Erie Boulevard Hydropower LP | 2573 | Heuvelton | 2 | Conventional Hydroelectric | 0.5 | 0.4 | IPP Non-CHP
5914 | Erie Boulevard Hydropower LP | 2575 | High Falls - Croghan NY | 1 | Conventional Hydroelectric | 2 | 1.8 | IPP Non-CHP
5914 | Erie Boulevard Hydropower LP | 2575 | High Falls - Croghan NY | 2 | Conventional Hydroelectric | 2 | 1.8 | IPP Non-CHP
5914 | Erie Boulevard Hydropower LP | 2575 | High Falls - Croghan NY | 3 | Conventional Hydroelectric | 2 | 1.8 | IPP Non-CHP
5914 | Erie Boulevard Hydropower LP | 2576 | Higley | 1N | Conventional Hydroelectric | 1.5 | 1.5 | IPP Non-CHP
5914 | Erie Boulevard Hydropower LP | 2576 | Higley | 2N | Conventional Hydroelectric | 1.5 | 1.6 | IPP Non-CHP
5914 | Erie Boulevard Hydropower LP | 2576 | Higley | 3N | Conventional Hydroelectric | 1.5 | 1.6 | IPP Non-CHP
5914 | Erie Boulevard Hydropower LP | 2576 | Higley | 4N | Conventional Hydroelectric | 1.5 | 1.6 | IPP Non-CHP
5914 | Erie Boulevard Hydropower LP | 2578 | Hydraulic Race | 1 | Conventional Hydroelectric | 3 | 2.8 | IPP Non-CHP
5914 | Erie Boulevard Hydropower LP | 2579 | Inghams | 1 | Conventional Hydroelectric | 3 | 2.8 | IPP Non-CHP
5914 | Erie Boulevard Hydropower LP | 2579 | Inghams | 2 | Conventional Hydroelectric | 3 | 3.4 | IPP Non-CHP
5914 | Erie Boulevard Hydropower LP | 2580 | Johnsonville Dam | 1 | Conventional Hydroelectric | 2 | 1.1 | IPP Non-CHP
5914 | Erie Boulevard Hydropower LP | 2580 | Johnsonville Dam | 2 | Conventional Hydroelectric | 2 | 1.4 | IPP Non-CHP
5914 | Erie Boulevard Hydropower LP | 2581 | Kamargo | 1 | Conventional Hydroelectric | 2 | 1.3 | IPP Non-CHP
5914 | Erie Boulevard Hydropower LP | 2581 | Kamargo | 2 | Conventional Hydroelectric | 2 | 1.3 | IPP Non-CHP
5914 | Erie Boulevard Hydropower LP | 2581 | Kamargo | 3 | Conventional Hydroelectric | 2 | 1.3 | IPP Non-CHP
5914 | Erie Boulevard Hydropower LP | 2582 | Lighthouse Hill | 1 | Conventional Hydroelectric | 4 | 4 | IPP Non-CHP
5914 | Erie Boulevard Hydropower LP | 2582 | Lighthouse Hill | 2 | Conventional Hydroelectric | 4 | 3.6 | IPP Non-CHP
5914 | Erie Boulevard Hydropower LP | 2583 | Macomb | 1 | Conventional Hydroelectric | 1 | 0.8 | IPP Non-CHP
5914 | Erie Boulevard Hydropower LP | 2586 | Minetto | 1 | Conventional Hydroelectric | 2 | 1.4 | IPP Non-CHP
5914 | Erie Boulevard Hydropower LP | 2586 | Minetto | 2 | Conventional Hydroelectric | 2 | 1.4 | IPP Non-CHP
5914 | Erie Boulevard Hydropower LP | 2586 | Minetto | 3 | Conventional Hydroelectric | 2 | 1.4 | IPP Non-CHP
5914 | Erie Boulevard Hydropower LP | 2586 | Minetto | 4 | Conventional Hydroelectric | 2 | 1.4 | IPP Non-CHP
5914 | Erie Boulevard Hydropower LP | 2586 | Minetto | 5 | Conventional Hydroelectric | 2 | 1.4 | IPP Non-CHP
5914 | Erie Boulevard Hydropower LP | 2588 | Moshier | 1 | Conventional Hydroelectric | 4 | 4 | IPP Non-CHP
5914 | Erie Boulevard Hydropower LP | 2588 | Moshier | 2 | Conventional Hydroelectric | 4 | 4 | IPP Non-CHP
5914 | Erie Boulevard Hydropower LP | 2590 | Norfolk | 1 | Conventional Hydroelectric | 5 | 5.1 | IPP Non-CHP
5914 | Erie Boulevard Hydropower LP | 2591 | Norwood | 1 | Conventional Hydroelectric | 2 | 2.2 | IPP Non-CHP
5914 | Erie Boulevard Hydropower LP | 2595 | Oswego Falls East | 1 | Conventional Hydroelectric | 2 | 1.4 | IPP Non-CHP
5914 | Erie Boulevard Hydropower LP | 2595 | Oswego Falls East | 2 | Conventional Hydroelectric | 2 | 1.4 | IPP Non-CHP
5914 | Erie Boulevard Hydropower LP | 2595 | Oswego Falls East | 3 | Conventional Hydroelectric | 2 | 1.4 | IPP Non-CHP
5914 | Erie Boulevard Hydropower LP | 2596 | Oswego Falls West | 4 | Conventional Hydroelectric | 1 | 0.9 | IPP Non-CHP
5914 | Erie Boulevard Hydropower LP | 2596 | Oswego Falls West | 5 | Conventional Hydroelectric | 1 | 0.9 | IPP Non-CHP
5914 | Erie Boulevard Hydropower LP | 2596 | Oswego Falls West | 6 | Conventional Hydroelectric | 0.5 | 0.4 | IPP Non-CHP
5914 | Erie Boulevard Hydropower LP | 2596 | Oswego Falls West | 7 | Conventional Hydroelectric | 0.5 | 0.4 | IPP Non-CHP
5914 | Erie Boulevard Hydropower LP | 2597 | Parishville | 1 | Conventional Hydroelectric | 3 | 2.3 | IPP Non-CHP
5914 | Erie Boulevard Hydropower LP | 2598 | Piercefield | 1 | Conventional Hydroelectric | 1.5 | 1.6 | IPP Non-CHP
5914 | Erie Boulevard Hydropower LP | 2598 | Piercefield | 2 | Conventional Hydroelectric | 0.6 | 0.6 | IPP Non-CHP
5914 | Erie Boulevard Hydropower LP | 2598 | Piercefield | 3 | Conventional Hydroelectric | 0.6 | 0.6 | IPP Non-CHP
5914 | Erie Boulevard Hydropower LP | 2599 | Prospect | 1 | Conventional Hydroelectric | 19 | 18.3 | IPP Non-CHP
5914 | Erie Boulevard Hydropower LP | 2600 | Rainbow Falls Hydro | 1 | Conventional Hydroelectric | 25 | 24 | IPP Non-CHP
5914 | Erie Boulevard Hydropower LP | 2601 | Raymondville | 1 | Conventional Hydroelectric | 2 | 2.3 | IPP Non-CHP
5914 | Erie Boulevard Hydropower LP | 2604 | South Edwards | 1 | Conventional Hydroelectric | 1 | 1.2 | IPP Non-CHP
5914 | Erie Boulevard Hydropower LP | 2604 | South Edwards | 2 | Conventional Hydroelectric | 1 | 1.2 | IPP Non-CHP
5914 | Erie Boulevard Hydropower LP | 2604 | South Edwards | 3 | Conventional Hydroelectric | 1 | 0.8 | IPP Non-CHP
5914 | Erie Boulevard Hydropower LP | 2604 | South Edwards | 4 | Conventional Hydroelectric | 1 | 0.2 | IPP Non-CHP
5914 | Erie Boulevard Hydropower LP | 2605 | School Street | 1 | Conventional Hydroelectric | 8 | 7.5 | IPP Non-CHP
5914 | Erie Boulevard Hydropower LP | 2605 | School Street | 2 | Conventional Hydroelectric | 7 | 5.9 | IPP Non-CHP
5914 | Erie Boulevard Hydropower LP | 2605 | School Street | 3 | Conventional Hydroelectric | 7 | 6.1 | IPP Non-CHP
5914 | Erie Boulevard Hydropower LP | 2605 | School Street | 4 | Conventional Hydroelectric | 7 | 6.6 | IPP Non-CHP
5914 | Erie Boulevard Hydropower LP | 2605 | School Street | 5 | Conventional Hydroelectric | 13 | 10.8 | IPP Non-CHP
5914 | Erie Boulevard Hydropower LP | 2606 | Schaghticoke | 1 | Conventional Hydroelectric | 4 | 4 | IPP Non-CHP
5914 | Erie Boulevard Hydropower LP | 2606 | Schaghticoke | 2 | Conventional Hydroelectric | 4 | 4.1 | IPP Non-CHP
5914 | Erie Boulevard Hydropower LP | 2606 | Schaghticoke | 3 | Conventional Hydroelectric | 4 | 3.8 | IPP Non-CHP
5914 | Erie Boulevard Hydropower LP | 2606 | Schaghticoke | 4 | Conventional Hydroelectric | 4 | 4 | IPP Non-CHP
5914 | Erie Boulevard Hydropower LP | 2607 | Schuylerville | 1 | Conventional Hydroelectric | 2 | 1.5 | IPP Non-CHP
5914 | Erie Boulevard Hydropower LP | 2608 | Sewalls | 1 | Conventional Hydroelectric | 1 | 1.1 | IPP Non-CHP
5914 | Erie Boulevard Hydropower LP | 2608 | Sewalls | 2 | Conventional Hydroelectric | 1 | 1.1 | IPP Non-CHP
5914 | Erie Boulevard Hydropower LP | 2609 | Sherman Island | 1 | Conventional Hydroelectric | 7 | 6.7 | IPP Non-CHP
5914 | Erie Boulevard Hydropower LP | 2609 | Sherman Island | 2 | Conventional Hydroelectric | 7 | 7 | IPP Non-CHP
5914 | Erie Boulevard Hydropower LP | 2609 | Sherman Island | 3 | Conventional Hydroelectric | 7 | 7 | IPP Non-CHP
5914 | Erie Boulevard Hydropower LP | 2609 | Sherman Island | 4 | Conventional Hydroelectric | 7 | 7.2 | IPP Non-CHP
5914 | Erie Boulevard Hydropower LP | 2609 | Sherman Island | 5 | Conventional Hydroelectric | 7 | 7.7 | IPP Non-CHP
5914 | Erie Boulevard Hydropower LP | 2609 | Sherman Island | 6 | Conventional Hydroelectric | 1.3 | 1.3 | IPP Non-CHP
5914 | Erie Boulevard Hydropower LP | 2610 | Soft Maple | 1 | Conventional Hydroelectric | 8 | 7.2 | IPP Non-CHP
5914 | Erie Boulevard Hydropower LP | 2610 | Soft Maple | 2 | Conventional Hydroelectric | 8 | 7.2 | IPP Non-CHP
5914 | Erie Boulevard Hydropower LP | 2611 | South Colton | 1 | Conventional Hydroelectric | 21 | 19.8 | IPP Non-CHP
5914 | Erie Boulevard Hydropower LP | 2612 | Spier Falls | 8 | Conventional Hydroelectric | 9 | 8.5 | IPP Non-CHP
5914 | Erie Boulevard Hydropower LP | 2612 | Spier Falls | 9 | Conventional Hydroelectric | 47 | 46 | IPP Non-CHP
5914 | Erie Boulevard Hydropower LP | 2613 | Stark | 1 | Conventional Hydroelectric | 26 | 23.3 | IPP Non-CHP
5914 | Erie Boulevard Hydropower LP | 2614 | Stewarts Bridge | 1 | Conventional Hydroelectric | 36 | 37.5 | IPP Non-CHP
5914 | Erie Boulevard Hydropower LP | 2614 | Stewarts Bridge | 2 | Conventional Hydroelectric | 2.5 | 2.5 | IPP Non-CHP
5914 | Erie Boulevard Hydropower LP | 2616 | Sugar Island | 1 | Conventional Hydroelectric | 2 | 2.1 | IPP Non-CHP
5914 | Erie Boulevard Hydropower LP | 2616 | Sugar Island | 2 | Conventional Hydroelectric | 2 | 2 | IPP Non-CHP
5914 | Erie Boulevard Hydropower LP | 2617 | Taylorville | 1 | Conventional Hydroelectric | 1 | 1.1 | IPP Non-CHP
5914 | Erie Boulevard Hydropower LP | 2617 | Taylorville | 2 | Conventional Hydroelectric | 1 | 0.9 | IPP Non-CHP
5914 | Erie Boulevard Hydropower LP | 2617 | Taylorville | 3 | Conventional Hydroelectric | 1 | 1.1 | IPP Non-CHP
5914 | Erie Boulevard Hydropower LP | 2617 | Taylorville | 4 | Conventional Hydroelectric | 1 | 1.3 | IPP Non-CHP
5914 | Erie Boulevard Hydropower LP | 2619 | Trenton Falls | 5 | Conventional Hydroelectric | 6.8 | 8.1 | IPP Non-CHP
5914 | Erie Boulevard Hydropower LP | 2619 | Trenton Falls | 6 | Conventional Hydroelectric | 6.4 | 8.1 | IPP Non-CHP
5914 | Erie Boulevard Hydropower LP | 2619 | Trenton Falls | 7 | Conventional Hydroelectric | 8.7 | 9.7 | IPP Non-CHP
5914 | Erie Boulevard Hydropower LP | 2621 | Varick | 2 | Conventional Hydroelectric | 2 | 1.4 | IPP Non-CHP
5914 | Erie Boulevard Hydropower LP | 2621 | Varick | 3 | Conventional Hydroelectric | 2 | 1.4 | IPP Non-CHP
5914 | Erie Boulevard Hydropower LP | 2621 | Varick | 4 | Conventional Hydroelectric | 2 | 1.4 | IPP Non-CHP
5914 | Erie Boulevard Hydropower LP | 2621 | Varick | 5 | Conventional Hydroelectric | 2 | 1.4 | IPP Non-CHP
5914 | Erie Boulevard Hydropower LP | 2623 | Waterport | 1 | Conventional Hydroelectric | 2 | 1.8 | IPP Non-CHP
5914 | Erie Boulevard Hydropower LP | 2623 | Waterport | 2 | Conventional Hydroelectric | 2 | 2 | IPP Non-CHP
5914 | Erie Boulevard Hydropower LP | 2624 | Yaleville | 1 | Conventional Hydroelectric | 1 | 0.4 | IPP Non-CHP
5914 | Erie Boulevard Hydropower LP | 2624 | Yaleville | 2 | Conventional Hydroelectric | 1 | 0.2 | IPP Non-CHP
5914 | Erie Boulevard Hydropower LP | 6527 | E J West | 1 | Conventional Hydroelectric | 11 | 10.2 | IPP Non-CHP
5914 | Erie Boulevard Hydropower LP | 6527 | E J West | 2 | Conventional Hydroelectric | 11 | 10.4 | IPP Non-CHP
5914 | Erie Boulevard Hydropower LP | 7583 | Talcville | 1 | Conventional Hydroelectric | 1 | 0.7 | IPP Non-CHP
5914 | Erie Boulevard Hydropower LP | 7583 | Talcville | 2 | Conventional Hydroelectric | 0.1 | 0.1 | IPP Non-CHP
5914 | Erie Boulevard Hydropower LP | 10530 | Feeder Dam Hydro Plant | 1 | Conventional Hydroelectric | 1 | 0.9 | IPP Non-CHP
5914 | Erie Boulevard Hydropower LP | 10530 | Feeder Dam Hydro Plant | 2 | Conventional Hydroelectric | 1 | 0.9 | IPP Non-CHP
5914 | Erie Boulevard Hydropower LP | 10530 | Feeder Dam Hydro Plant | 3 | Conventional Hydroelectric | 1 | 1 | IPP Non-CHP
5914 | Erie Boulevard Hydropower LP | 10530 | Feeder Dam Hydro Plant | 4 | Conventional Hydroelectric | 1 | 0.9 | IPP Non-CHP
5914 | Erie Boulevard Hydropower LP | 10530 | Feeder Dam Hydro Plant | 5 | Conventional Hydroelectric | 1 | 1 | IPP Non-CHP
5914 | Erie Boulevard Hydropower LP | 10531 | Beebee Island Hydro Plant | 1 | Conventional Hydroelectric | 4 | 4.3 | IPP Non-CHP
5914 | Erie Boulevard Hydropower LP | 10531 | Beebee Island Hydro Plant | 2 | Conventional Hydroelectric | 5 | 4.3 | IPP Non-CHP
5914 | Erie Boulevard Hydropower LP | 50268 | Hewittville Hydroelectric | HY1 | Conventional Hydroelectric | 3 | 2.2 | IPP Non-CHP
5914 | Erie Boulevard Hydropower LP | 50269 | Unionville Hydro Project 2499 NY | HY1 | Conventional Hydroelectric | 3 | 2.2 | IPP Non-CHP
5914 | Erie Boulevard Hydropower LP | 51033 | West Delaware Tunnel Plant | GEN1 | Conventional Hydroelectric | 7.5 | 7 | IPP Non-CHP
5914 | Erie Boulevard Hydropower LP | 56936 | Brookfield Power Glen Falls Hydro | GEN1 | Conventional Hydroelectric | 2.4 | 2.3 | Industrial Non-CHP
5914 | Erie Boulevard Hydropower LP | 56936 | Brookfield Power Glen Falls Hydro | GEN2 | Conventional Hydroelectric | 2 | 1.9 | Industrial Non-CHP
5914 | Erie Boulevard Hydropower LP | 56936 | Brookfield Power Glen Falls Hydro | GEN3 | Conventional Hydroelectric | 2.2 | 2.1 | Industrial Non-CHP
5914 | Erie Boulevard Hydropower LP | 56936 | Brookfield Power Glen Falls Hydro | GEN4 | Conventional Hydroelectric | 2.4 | 2.3 | Industrial Non-CHP
5914 | Erie Boulevard Hydropower LP | 56936 | Brookfield Power Glen Falls Hydro | GEN5 | Conventional Hydroelectric | 2.8 | 2.7 | Industrial Non-CHP
5914 | Erie Boulevard Hydropower LP | 58678 | Oswegatchie | 1 | Conventional Hydroelectric | 0.9 | 0.8 | IPP Non-CHP
5914 | Erie Boulevard Hydropower LP | 58678 | Oswegatchie | 2 | Conventional Hydroelectric | 0.9 | 0.8 | IPP Non-CHP
5914 | Erie Boulevard Hydropower LP | 58679 | Upper Newton Falls | 2 | Conventional Hydroelectric | 0.6 | 0.6 | IPP Non-CHP
5914 | Erie Boulevard Hydropower LP | 58679 | Upper Newton Falls | 3 | Conventional Hydroelectric | 0.6 | 0.6 | IPP Non-CHP
5914 | Erie Boulevard Hydropower LP | 58679 | Upper Newton Falls | 4 | Conventional Hydroelectric | 0.3 | 0.2 | IPP Non-CHP
5932 | City of Ephraim - (UT) | 925 | Hydro Plant No 3 | 2 | Conventional Hydroelectric | 0.7 | 0.6 | Electric Utility
5932 | City of Ephraim - (UT) | 925 | Hydro Plant No 3 | 3 | Conventional Hydroelectric | 2.1 | 2 | Electric Utility
5943 | Entergy Nuc Fitzpatrick LLC | 6110 | James A Fitzpatrick | 1 | Nuclear | 882 | 851.8 | IPP Non-CHP
5957 | City of Erie - (KS) | 1276 | Erie | 3 | Petroleum Liquids | 1 | 0.9 | Electric Utility
5957 | City of Erie - (KS) | 1276 | Erie | 6 | Petroleum Liquids | 1.1 | 1 | Electric Utility
5957 | City of Erie - (KS) | 1276 | Erie | 7 | Petroleum Liquids | 1.1 | 1 | Electric Utility
5957 | City of Erie - (KS) | 1276 | Erie | 8 | Petroleum Liquids | 1.1 | 1 | Electric Utility
5957 | City of Erie - (KS) | 7766 | Erie Energy Center | 1 | Petroleum Liquids | 2.5 | 2.5 | Electric Utility
5957 | City of Erie - (KS) | 7766 | Erie Energy Center | 2 | Petroleum Liquids | 2.5 | 2.5 | Electric Utility
5957 | City of Erie - (KS) | 7766 | Erie Energy Center | 3 | Petroleum Liquids | 2.5 | 2.5 | Electric Utility
5957 | City of Erie - (KS) | 7766 | Erie Energy Center | 4 | Petroleum Liquids | 2.5 | 2.5 | Electric Utility
5957 | City of Erie - (KS) | 7766 | Erie Energy Center | 5 | Petroleum Liquids | 2.5 | 2.5 | Electric Utility
5957 | City of Erie - (KS) | 7766 | Erie Energy Center | 6 | Petroleum Liquids | 2.5 | 2.5 | Electric Utility
5957 | City of Erie - (KS) | 7766 | Erie Energy Center | 7 | Petroleum Liquids | 2.5 | 2.5 | Electric Utility
5957 | City of Erie - (KS) | 7766 | Erie Energy Center | 8 | Petroleum Liquids | 2.5 | 2.5 | Electric Utility
5959 | Erie Coke Corp | 50920 | Erie Coke | 1 | Other Gases | 2.5 | 1 | Industrial CHP
5969 | City of Escondido - (CA) | 457 | Bear Valley | HC1 | Conventional Hydroelectric | 0.7 | 0.7 | Electric Utility
5969 | City of Escondido - (CA) | 457 | Bear Valley | HC2 | Conventional Hydroelectric | 0.7 | 0.7 | Electric Utility
5998 | City of Estherville - (IA) | 1137 | Estherville | 2 | Petroleum Liquids | 1.6 | 1.1 | Electric Utility
5998 | City of Estherville - (IA) | 1137 | Estherville | 3 | Natural Gas Internal Combustion Engine | 3 | 2.7 | Electric Utility
5998 | City of Estherville - (IA) | 1137 | Estherville | 4 | Natural Gas Internal Combustion Engine | 4 | 3.6 | Electric Utility
5998 | City of Estherville - (IA) | 1137 | Estherville | 5 | Natural Gas Internal Combustion Engine | 4 | 3.6 | Electric Utility
5998 | City of Estherville - (IA) | 1137 | Estherville | 7 | Natural Gas Internal Combustion Engine | 3 | 2.7 | Electric Utility
6013 | Eugene Water & Electric Board | 3067 | Carmen Smith | 1 | Conventional Hydroelectric | 52.2 | 50 | Electric Utility
6013 | Eugene Water & Electric Board | 3067 | Carmen Smith | 2 | Conventional Hydroelectric | 52.2 | 50 | Electric Utility
6013 | Eugene Water & Electric Board | 3067 | Carmen Smith | 3 | Conventional Hydroelectric | 9.9 | 3.8 | Electric Utility
6013 | Eugene Water & Electric Board | 3068 | Leaburg | 1 | Conventional Hydroelectric | 8.4 | 4 | Electric Utility
6013 | Eugene Water & Electric Board | 3068 | Leaburg | 2 | Conventional Hydroelectric | 7.5 | 4 | Electric Utility
6013 | Eugene Water & Electric Board | 3071 | Walterville | 1 | Conventional Hydroelectric | 8 | 7.5 | Electric Utility
6013 | Eugene Water & Electric Board | 7508 | Stone Creek | 1 | Conventional Hydroelectric | 12 | 7 | Electric Utility
6013 | Eugene Water & Electric Board | 54249 | Smith Falls Hydro Project | GEN1 | Conventional Hydroelectric | 18 | 9 | Electric Utility
6013 | Eugene Water & Electric Board | 54249 | Smith Falls Hydro Project | GEN2 | Conventional Hydroelectric | 18 | 9 | Electric Utility
6013 | Eugene Water & Electric Board | 54249 | Smith Falls Hydro Project | GEN3 | Conventional Hydroelectric | 2.1 | 2.1 | Electric Utility
6017 | ESI Vansycle Partners LP | 55125 | Vansycle | WGNS | Onshore Wind Turbine | 25 | 25 | IPP Non-CHP
6027 | Entergy Nuclear Indian Point 2 | 2497 | Indian Point 2 | 2 | Nuclear | 1299 | 1020.1 | IPP Non-CHP
6028 | Entergy Nuclear Indian Point 3 | 8907 | Indian Point 3 | 3 | Nuclear | 1012 | 1040.6 | IPP Non-CHP
6035 | Exelon Power | 1574 | Conowingo | 1 | Conventional Hydroelectric | 45 | 48 | IPP Non-CHP
6035 | Exelon Power | 1574 | Conowingo | 10 | Conventional Hydroelectric | 55.6 | 65 | IPP Non-CHP
6035 | Exelon Power | 1574 | Conowingo | 11 | Conventional Hydroelectric | 55.6 | 65 | IPP Non-CHP
6035 | Exelon Power | 1574 | Conowingo | 2 | Conventional Hydroelectric | 36 | 36 | IPP Non-CHP
6035 | Exelon Power | 1574 | Conowingo | 3 | Conventional Hydroelectric | 48 | 48 | IPP Non-CHP
6035 | Exelon Power | 1574 | Conowingo | 4 | Conventional Hydroelectric | 47.7 | 48 | IPP Non-CHP
6035 | Exelon Power | 1574 | Conowingo | 5 | Conventional Hydroelectric | 36 | 36 | IPP Non-CHP
6035 | Exelon Power | 1574 | Conowingo | 6 | Conventional Hydroelectric | 47.7 | 48 | IPP Non-CHP
6035 | Exelon Power | 1574 | Conowingo | 7 | Conventional Hydroelectric | 48 | 48 | IPP Non-CHP
6035 | Exelon Power | 1574 | Conowingo | 8 | Conventional Hydroelectric | 55.6 | 65 | IPP Non-CHP
6035 | Exelon Power | 1574 | Conowingo | 9 | Conventional Hydroelectric | 55.6 | 65 | IPP Non-CHP
6035 | Exelon Power | 1586 | Exelon Framingham LLC | GT1 | Petroleum Liquids | 14.2 | 10.2 | IPP Non-CHP
6035 | Exelon Power | 1586 | Exelon Framingham LLC | GT2 | Petroleum Liquids | 14.2 | 9.9 | IPP Non-CHP
6035 | Exelon Power | 1586 | Exelon Framingham LLC | GT3 | Petroleum Liquids | 14.2 | 11.3 | IPP Non-CHP
6035 | Exelon Power | 1587 | Exelon L Street | GT1 | Petroleum Liquids | 18.6 | 16 | IPP Non-CHP
6035 | Exelon Power | 1592 | Exelon Medway LLC | GT1 | Petroleum Liquids | 45 | 42 | IPP Non-CHP
6035 | Exelon Power | 1592 | Exelon Medway LLC | GT2 | Petroleum Liquids | 45 | 39.8 | IPP Non-CHP
6035 | Exelon Power | 1592 | Exelon Medway LLC | GT3 | Petroleum Liquids | 45 | 42 | IPP Non-CHP
6035 | Exelon Power | 3157 | Chester Generating Station | 7 | Petroleum Liquids | 18.6 | 13 | IPP Non-CHP
6035 | Exelon Power | 3157 | Chester Generating Station | 8 | Petroleum Liquids | 18.6 | 13 | IPP Non-CHP
6035 | Exelon Power | 3157 | Chester Generating Station | 9 | Petroleum Liquids | 18.6 | 13 | IPP Non-CHP
6035 | Exelon Power | 3160 | Delaware Generating Station | 10 | Petroleum Liquids | 18.6 | 13 | IPP Non-CHP
6035 | Exelon Power | 3160 | Delaware Generating Station | 11 | Petroleum Liquids | 18.6 | 13 | IPP Non-CHP
6035 | Exelon Power | 3160 | Delaware Generating Station | 12 | Petroleum Liquids | 18.6 | 13 | IPP Non-CHP
6035 | Exelon Power | 3160 | Delaware Generating Station | 9 | Petroleum Liquids | 21.2 | 17 | IPP Non-CHP
6035 | Exelon Power | 3161 | Eddystone Generating Station | 10 | Petroleum Liquids | 18.6 | 13 | IPP Non-CHP
6035 | Exelon Power | 3161 | Eddystone Generating Station | 20 | Petroleum Liquids | 18.6 | 13 | IPP Non-CHP
6035 | Exelon Power | 3161 | Eddystone Generating Station | 3 | Petroleum Liquids | 391 | 380 | IPP Non-CHP
6035 | Exelon Power | 3161 | Eddystone Generating Station | 30 | Petroleum Liquids | 21.2 | 17 | IPP Non-CHP
6035 | Exelon Power | 3161 | Eddystone Generating Station | 4 | Petroleum Liquids | 391 | 380 | IPP Non-CHP
6035 | Exelon Power | 3161 | Eddystone Generating Station | 40 | Petroleum Liquids | 21.2 | 17 | IPP Non-CHP
6035 | Exelon Power | 3162 | Falls | 1 | Petroleum Liquids | 21.2 | 17 | IPP Non-CHP
6035 | Exelon Power | 3162 | Falls | 2 | Petroleum Liquids | 21.2 | 17 | IPP Non-CHP
6035 | Exelon Power | 3162 | Falls | 3 | Petroleum Liquids | 21.2 | 17 | IPP Non-CHP
6035 | Exelon Power | 3163 | Moser Generating Station | 1 | Petroleum Liquids | 21.2 | 17 | IPP Non-CHP
6035 | Exelon Power | 3163 | Moser Generating Station | 2 | Petroleum Liquids | 21.2 | 17 | IPP Non-CHP
6035 | Exelon Power | 3163 | Moser Generating Station | 3 | Petroleum Liquids | 21.2 | 17 | IPP Non-CHP
6035 | Exelon Power | 3164 | Muddy Run | 1 | Hydroelectric Pumped Storage | 134 | 134 | IPP Non-CHP
6035 | Exelon Power | 3164 | Muddy Run | 2 | Hydroelectric Pumped Storage | 134 | 133 | IPP Non-CHP
6035 | Exelon Power | 3164 | Muddy Run | 3 | Hydroelectric Pumped Storage | 134 | 134 | IPP Non-CHP
6035 | Exelon Power | 3164 | Muddy Run | 4 | Hydroelectric Pumped Storage | 134 | 134 | IPP Non-CHP
6035 | Exelon Power | 3164 | Muddy Run | 5 | Hydroelectric Pumped Storage | 134 | 134 | IPP Non-CHP
6035 | Exelon Power | 3164 | Muddy Run | 6 | Hydroelectric Pumped Storage | 134 | 133 | IPP Non-CHP
6035 | Exelon Power | 3164 | Muddy Run | 7 | Hydroelectric Pumped Storage | 134 | 134 | IPP Non-CHP
6035 | Exelon Power | 3164 | Muddy Run | 8 | Hydroelectric Pumped Storage | 134 | 134 | IPP Non-CHP
6035 | Exelon Power | 3168 | Richmond Generating Station | 91 | Petroleum Liquids | 65.8 | 49 | IPP Non-CHP
6035 | Exelon Power | 3168 | Richmond Generating Station | 92 | Petroleum Liquids | 65.8 | 49 | IPP Non-CHP
6035 | Exelon Power | 3169 | Schuylkill Generating Station | 10 | Petroleum Liquids | 18.6 | 13 | IPP Non-CHP
6035 | Exelon Power | 3169 | Schuylkill Generating Station | 11 | Petroleum Liquids | 21.2 | 17 | IPP Non-CHP
6035 | Exelon Power | 3170 | Southwark | 3 | Petroleum Liquids | 18.6 | 13 | IPP Non-CHP
6035 | Exelon Power | 3170 | Southwark | 4 | Petroleum Liquids | 18.6 | 13 | IPP Non-CHP
6035 | Exelon Power | 3170 | Southwark | 5 | Petroleum Liquids | 18.6 | 13 | IPP Non-CHP
6035 | Exelon Power | 3170 | Southwark | 6 | Petroleum Liquids | 18.6 | 13 | IPP Non-CHP
6035 | Exelon Power | 3453 | Mountain Creek | 6 | Natural Gas Steam Turbine | 135.7 | 122 | IPP Non-CHP
6035 | Exelon Power | 3453 | Mountain Creek | 7 | Natural Gas Steam Turbine | 136 | 118 | IPP Non-CHP
6035 | Exelon Power | 3453 | Mountain Creek | 8 | Natural Gas Steam Turbine | 580.5 | 568 | IPP Non-CHP
6035 | Exelon Power | 3491 | Handley | 3 | Natural Gas Steam Turbine | 404.8 | 395 | IPP Non-CHP
6035 | Exelon Power | 3491 | Handley | 4 | Natural Gas Steam Turbine | 455 | 435 | IPP Non-CHP
6035 | Exelon Power | 3491 | Handley | 5 | Natural Gas Steam Turbine | 455 | 435 | IPP Non-CHP
6035 | Exelon Power | 7690 | Pennsbury | 1 | Landfill Gas | 3 | 2.7 | IPP Non-CHP
6035 | Exelon Power | 7690 | Pennsbury | 2 | Landfill Gas | 3 | 2.7 | IPP Non-CHP
6035 | Exelon Power | 7701 | Fairless Hills | A | Landfill Gas | 30 | 30 | IPP Non-CHP
6035 | Exelon Power | 7701 | Fairless Hills | B | Landfill Gas | 30 | 30 | IPP Non-CHP
6035 | Exelon Power | 8012 | Croydon CT Generating Station | 11 | Petroleum Liquids | 68.3 | 49 | IPP Non-CHP
6035 | Exelon Power | 8012 | Croydon CT Generating Station | 12 | Petroleum Liquids | 68.3 | 49 | IPP Non-CHP
6035 | Exelon Power | 8012 | Croydon CT Generating Station | 21 | Petroleum Liquids | 68.3 | 49 | IPP Non-CHP
6035 | Exelon Power | 8012 | Croydon CT Generating Station | 22 | Petroleum Liquids | 68.3 | 49 | IPP Non-CHP
6035 | Exelon Power | 8012 | Croydon CT Generating Station | 31 | Petroleum Liquids | 68.3 | 49 | IPP Non-CHP
6035 | Exelon Power | 8012 | Croydon CT Generating Station | 32 | Petroleum Liquids | 68.3 | 49 | IPP Non-CHP
6035 | Exelon Power | 8012 | Croydon CT Generating Station | 41 | Petroleum Liquids | 68.3 | 49 | IPP Non-CHP
6035 | Exelon Power | 8012 | Croydon CT Generating Station | 42 | Petroleum Liquids | 68.3 | 49 | IPP Non-CHP
6035 | Exelon Power | 55139 | Wolf Hollow I LP | CTG1 | Natural Gas Fired Combined Cycle | 243.9 | 212.5 | IPP Non-CHP
6035 | Exelon Power | 55139 | Wolf Hollow I LP | CTG2 | Natural Gas Fired Combined Cycle | 243.9 | 212.5 | IPP Non-CHP
6035 | Exelon Power | 55139 | Wolf Hollow I LP | ST | Natural Gas Fired Combined Cycle | 300.6 | 280 | IPP Non-CHP
6035 | Exelon Power | 55281 | Southeast Chicago Energy Project | GT05 | Natural Gas Fired Combustion Turbine | 50.9 | 37 | IPP Non-CHP
6035 | Exelon Power | 55281 | Southeast Chicago Energy Project | GT06 | Natural Gas Fired Combustion Turbine | 50.9 | 37 | IPP Non-CHP
6035 | Exelon Power | 55281 | Southeast Chicago Energy Project | GT07 | Natural Gas Fired Combustion Turbine | 50.9 | 37 | IPP Non-CHP
6035 | Exelon Power | 55281 | Southeast Chicago Energy Project | GT08 | Natural Gas Fired Combustion Turbine | 50.9 | 37 | IPP Non-CHP
6035 | Exelon Power | 55281 | Southeast Chicago Energy Project | GT09 | Natural Gas Fired Combustion Turbine | 50.9 | 37 | IPP Non-CHP
6035 | Exelon Power | 55281 | Southeast Chicago Energy Project | GT10 | Natural Gas Fired Combustion Turbine | 50.9 | 37 | IPP Non-CHP
6035 | Exelon Power | 55281 | Southeast Chicago Energy Project | GT11 | Natural Gas Fired Combustion Turbine | 50.9 | 37 | IPP Non-CHP
6035 | Exelon Power | 55281 | Southeast Chicago Energy Project | GT12 | Natural Gas Fired Combustion Turbine | 50.9 | 37 | IPP Non-CHP
6035 | Exelon Power | 55365 | Exelon LaPorte Generating Station | GT1 | Natural Gas Fired Combustion Turbine | 59 | 38.3 | IPP Non-CHP
6035 | Exelon Power | 55365 | Exelon LaPorte Generating Station | GT2 | Natural Gas Fired Combustion Turbine | 59 | 38.3 | IPP Non-CHP
6035 | Exelon Power | 55365 | Exelon LaPorte Generating Station | GT3 | Natural Gas Fired Combustion Turbine | 59 | 38.3 | IPP Non-CHP
6035 | Exelon Power | 55365 | Exelon LaPorte Generating Station | GT4 | Natural Gas Fired Combustion Turbine | 59 | 38.3 | IPP Non-CHP
6035 | Exelon Power | 57191 | Exelon Solar Chicago | ECS1 | Solar Photovoltaic | 9 | 9 | IPP Non-CHP
6036 | ESOCO Orrington LLC | 50051 | Penobscot Energy Recovery | GEN1 | Municipal Solid Waste | 25.3 | 21.2 | Commercial Non-CHP
6042 | EUI Management PH Inc | 10027 | EUIPH Wind Farm | EXIS | Onshore Wind Turbine | 25.4 | 25.4 | IPP Non-CHP
6088 | Exxon Mobil Corp | 10690 | ExxonMobil Baton Rouge Turbine Generator | CTG1 | Natural Gas Fired Combustion Turbine | 85.3 | 76.7 | Industrial CHP
6090 | ExxonMobil Oil Corp | 50625 | ExxonMobil Beaumont Refinery | ETG | Other Gases | 7.5 | 5 | Industrial CHP
6090 | ExxonMobil Oil Corp | 50625 | ExxonMobil Beaumont Refinery | TG22 | Natural Gas Steam Turbine | 27.2 | 25 | Industrial CHP
6090 | ExxonMobil Oil Corp | 50625 | ExxonMobil Beaumont Refinery | TG23 | Natural Gas Steam Turbine | 40.5 | 38.6 | Industrial CHP
6090 | ExxonMobil Oil Corp | 50625 | ExxonMobil Beaumont Refinery | TG24 | Natural Gas Fired Combustion Turbine | 38.6 | 32 | Industrial CHP
6090 | ExxonMobil Oil Corp | 50625 | ExxonMobil Beaumont Refinery | TG32 | Natural Gas Steam Turbine | 25 | 25 | Industrial CHP
6090 | ExxonMobil Oil Corp | 50625 | ExxonMobil Beaumont Refinery | TG33 | Natural Gas Steam Turbine | 20 | 20 | Industrial CHP
6090 | ExxonMobil Oil Corp | 50625 | ExxonMobil Beaumont Refinery | TG34 | Natural Gas Steam Turbine | 30 | 30 | Industrial CHP
6090 | ExxonMobil Oil Corp | 50625 | ExxonMobil Beaumont Refinery | TG41 | Natural Gas Fired Combustion Turbine | 163 | 145 | Industrial CHP
6090 | ExxonMobil Oil Corp | 50625 | ExxonMobil Beaumont Refinery | TG42 | Natural Gas Fired Combustion Turbine | 163 | 145 | Industrial CHP
6090 | ExxonMobil Oil Corp | 50625 | ExxonMobil Beaumont Refinery | TG43 | Natural Gas Fired Combustion Turbine | 163 | 145 | Industrial CHP
6091 | Exxon Mobil Refining and Supply Co. | 10436 | ExxonMobil Baytown Refinery | GT38 | Natural Gas Fired Combustion Turbine | 36.5 | 31 | Industrial CHP
6091 | Exxon Mobil Refining and Supply Co. | 10436 | ExxonMobil Baytown Refinery | GT41 | Natural Gas Fired Combustion Turbine | 24.2 | 18 | Industrial CHP
6091 | Exxon Mobil Refining and Supply Co. | 10436 | ExxonMobil Baytown Refinery | GT42 | Natural Gas Fired Combustion Turbine | 24.2 | 18 | Industrial CHP
6091 | Exxon Mobil Refining and Supply Co. | 10436 | ExxonMobil Baytown Refinery | GT43 | Natural Gas Fired Combustion Turbine | 24.2 | 18 | Industrial CHP
6091 | Exxon Mobil Refining and Supply Co. | 10436 | ExxonMobil Baytown Refinery | GT44 | Natural Gas Fired Combustion Turbine | 24.2 | 18 | Industrial CHP
6091 | Exxon Mobil Refining and Supply Co. | 10436 | ExxonMobil Baytown Refinery | GT45 | Natural Gas Fired Combustion Turbine | 36.5 | 31 | Industrial CHP
6091 | Exxon Mobil Refining and Supply Co. | 10436 | ExxonMobil Baytown Refinery | ST34 | All Other | 7.5 | 7.5 | Industrial CHP
6091 | Exxon Mobil Refining and Supply Co. | 10692 | ExxonMobil Baytown Turbine | GEN1 | Natural Gas Fired Combustion Turbine | 39.7 | 27 | Industrial CHP
6091 | Exxon Mobil Refining and Supply Co. | 10692 | ExxonMobil Baytown Turbine | GEN2 | Natural Gas Fired Combustion Turbine | 39.7 | 27 | Industrial CHP
6091 | Exxon Mobil Refining and Supply Co. | 10692 | ExxonMobil Baytown Turbine | GEN3 | Natural Gas Fired Combustion Turbine | 39.7 | 27 | Industrial CHP
6091 | Exxon Mobil Refining and Supply Co. | 10692 | ExxonMobil Baytown Turbine | GEN4 | Natural Gas Fired Combustion Turbine | 98.9 | 76 | Industrial CHP
6091 | Exxon Mobil Refining and Supply Co. | 10692 | ExxonMobil Baytown Turbine | GEN5 | Natural Gas Fired Combustion Turbine | 163.8 | 140 | Industrial CHP
6132 | City of Fairbury | 2236 | Fairbury | 1 | Natural Gas Steam Turbine | 4 | 3.8 | Electric Utility
6132 | City of Fairbury | 2236 | Fairbury | 2 | Natural Gas Steam Turbine | 2.5 | 2.5 | Electric Utility
6132 | City of Fairbury | 2236 | Fairbury | 4 | Natural Gas Steam Turbine | 12.5 | 12.5 | Electric Utility
6138 | City of Fairfax - (MN) | 1972 | Fairfax | 2A | Petroleum Liquids | 2 | 1.9 | Electric Utility
6141 | City of Fairfield- (IL) | 940 | Fairfield | IC5 | Petroleum Liquids | 2.4 | 2.4 | Electric Utility
6141 | City of Fairfield- (IL) | 940 | Fairfield | IC6 | Petroleum Liquids | 2.4 | 2.4 | Electric Utility
6141 | City of Fairfield- (IL) | 940 | Fairfield | IC7 | Petroleum Liquids | 2.7 | 2.7 | Electric Utility
6169 | Fall River Rural Elec Coop Inc | 4204 | Island Park | HY1 | Conventional Hydroelectric | 2.4 | 2.4 | Electric Utility
6169 | Fall River Rural Elec Coop Inc | 4204 | Island Park | HY2 | Conventional Hydroelectric | 2.4 | 2.4 | Electric Utility
6169 | Fall River Rural Elec Coop Inc | 6359 | Felt | 1 | Conventional Hydroelectric | 2.8 | 2.8 | Electric Utility
6169 | Fall River Rural Elec Coop Inc | 6359 | Felt | 2 | Conventional Hydroelectric | 2.8 | 2.8 | Electric Utility
6169 | Fall River Rural Elec Coop Inc | 6359 | Felt | 4 | Conventional Hydroelectric | 0.6 | 0.6 | Electric Utility
6169 | Fall River Rural Elec Coop Inc | 6359 | Felt | 5 | Conventional Hydroelectric | 0.7 | 0.7 | Electric Utility
6169 | Fall River Rural Elec Coop Inc | 56893 | Chester Diversion Hydroelectric Project | 1 | Conventional Hydroelectric | 1.2 | 1.2 | Electric Utility
6169 | Fall River Rural Elec Coop Inc | 56893 | Chester Diversion Hydroelectric Project | 2 | Conventional Hydroelectric | 1.2 | 1.2 | Electric Utility
6169 | Fall River Rural Elec Coop Inc | 56893 | Chester Diversion Hydroelectric Project | 3 | Conventional Hydroelectric | 1.2 | 1.2 | Electric Utility
6175 | City of Falls City - (NE) | 2237 | Falls City | 1 | Petroleum Liquids | 0.6 | 0.6 | Electric Utility
6175 | City of Falls City - (NE) | 2237 | Falls City | 2 | Petroleum Liquids | 0.9 | 0.9 | Electric Utility
6175 | City of Falls City - (NE) | 2237 | Falls City | 3 | Natural Gas Internal Combustion Engine | 2.7 | 2.3 | Electric Utility
6175 | City of Falls City - (NE) | 2237 | Falls City | 4 | Natural Gas Internal Combustion Engine | 1.1 | 0.8 | Electric Utility
6175 | City of Falls City - (NE) | 2237 | Falls City | 5 | Natural Gas Internal Combustion Engine | 2 | 1.4 | Electric Utility
6175 | City of Falls City - (NE) | 2237 | Falls City | 6 | Natural Gas Internal Combustion Engine | 2.5 | 2 | Electric Utility
6175 | City of Falls City - (NE) | 2237 | Falls City | 7 | Natural Gas Internal Combustion Engine | 6.2 | 5.9 | Electric Utility
6175 | City of Falls City - (NE) | 2237 | Falls City | 8 | Natural Gas Internal Combustion Engine | 6 | 6 | Electric Utility
6192 | City of Farmer City - (IL) | 941 | Farmer City | 1 | Natural Gas Internal Combustion Engine | 1.5 | 1.3 | Electric Utility
6192 | City of Farmer City - (IL) | 941 | Farmer City | 2 | Petroleum Liquids | 1.1 | 0.9 | Electric Utility
6192 | City of Farmer City - (IL) | 941 | Farmer City | 4 | Petroleum Liquids | 0.8 | 0.7 | Electric Utility
6192 | City of Farmer City - (IL) | 941 | Farmer City | 5 | Natural Gas Internal Combustion Engine | 3.5 | 2.8 | Electric Utility
6192 | City of Farmer City - (IL) | 941 | Farmer City | 6 | Petroleum Liquids | 2.2 | 2 | Electric Utility
6192 | City of Farmer City - (IL) | 941 | Farmer City | 7 | Petroleum Liquids | 2.2 | 2 | Electric Utility
6201 | Farmer's Irrigation District | 10323 | Copper Dam Plant | GEN1 | Conventional Hydroelectric | 2 | 1 | IPP Non-CHP
6201 | Farmer's Irrigation District | 10323 | Copper Dam Plant | GEN2 | Conventional Hydroelectric | 1 | 0.5 | IPP Non-CHP
6201 | Farmer's Irrigation District | 10324 | Peters Drive Plant | GEN3 | Conventional Hydroelectric | 1.8 | 0.3 | IPP Non-CHP
6204 | City of Farmington - (NM) | 584 | Navajo Dam | 1 | Conventional Hydroelectric | 15 | 15 | Electric Utility
6204 | City of Farmington - (NM) | 584 | Navajo Dam | 2 | Conventional Hydroelectric | 15 | 15 | Electric Utility
6204 | City of Farmington - (NM) | 2465 | Animas | 1 | Natural Gas Fired Combined Cycle | 3 | 3 | Electric Utility
6204 | City of Farmington - (NM) | 2465 | Animas | 2 | Natural Gas Fired Combined Cycle | 3 | 3 | Electric Utility
6204 | City of Farmington - (NM) | 2465 | Animas | GT1 | Natural Gas Fired Combined Cycle | 18.6 | 17 | Electric Utility
6204 | City of Farmington - (NM) | 2465 | Animas | HY1 | Conventional Hydroelectric | 0.2 | 0.2 | Electric Utility
6204 | City of Farmington - (NM) | 55977 | Bluffview | CTG1 | Natural Gas Fired Combined Cycle | 40 | 31 | Electric Utility
6204 | City of Farmington - (NM) | 55977 | Bluffview | STG1 | Natural Gas Fired Combined Cycle | 27 | 27 | Electric Utility
6205 | City of Farmington - (MO) | 56597 | Elm Street Substation Generators | EP01 | Petroleum Liquids | 2 | 1.3 | Electric Utility
6205 | City of Farmington - (MO) | 56597 | Elm Street Substation Generators | EP02 | Petroleum Liquids | 2 | 1.3 | Electric Utility
6205 | City of Farmington - (MO) | 56597 | Elm Street Substation Generators | EP03 | Petroleum Liquids | 2 | 1.3 | Electric Utility
6205 | City of Farmington - (MO) | 56597 | Elm Street Substation Generators | EP04 | Petroleum Liquids | 2 | 1.3 | Electric Utility
6205 | City of Farmington - (MO) | 56598 | Walton Street Substation | EP05 | Petroleum Liquids | 2 | 1.3 | Electric Utility
6205 | City of Farmington - (MO) | 56598 | Walton Street Substation | EP06 | Petroleum Liquids | 2 | 1.3 | Electric Utility
6205 | City of Farmington - (MO) | 56598 | Walton Street Substation | EP07 | Petroleum Liquids | 2 | 1.3 | Electric Utility
6205 | City of Farmington - (MO) | 56599 | Jefferson Street Substation | EP08 | Petroleum Liquids | 2 | 1.3 | Electric Utility
6205 | City of Farmington - (MO) | 56599 | Jefferson Street Substation | EP09 | Petroleum Liquids | 2 | 1.3 | Electric Utility
6205 | City of Farmington - (MO) | 56599 | Jefferson Street Substation | EP10 | Petroleum Liquids | 2 | 1.3 | Electric Utility
6205 | City of Farmington - (MO) | 56600 | Overall Road Station | EP11 | Petroleum Liquids | 2 | 1.3 | Electric Utility
6205 | City of Farmington - (MO) | 56600 | Overall Road Station | EP12 | Petroleum Liquids | 2 | 1.3 | Electric Utility
6205 | City of Farmington - (MO) | 56600 | Overall Road Station | EP13 | Petroleum Liquids | 2 | 1.3 | Electric Utility
6205 | City of Farmington - (MO) | 56600 | Overall Road Station | EP14 | Petroleum Liquids | 2 | 1.3 | Electric Utility
6207 | Farmington River Power Company | 559 | Rainbow (CT) | 1 | Conventional Hydroelectric | 4 | 4 | Electric Utility
6207 | Farmington River Power Company | 559 | Rainbow (CT) | 2 | Conventional Hydroelectric | 4 | 4 | Electric Utility
6231 | City of Fayette - (MO) | 2125 | Fayette | GT1 | Petroleum Liquids | 3.5 | 3 | Electric Utility
6231 | City of Fayette - (MO) | 2125 | Fayette | GT2 | Petroleum Liquids | 3.5 | 2.8 | Electric Utility
6231 | City of Fayette - (MO) | 2125 | Fayette | GT3 | Petroleum Liquids | 2.8 | 2.4 | Electric Utility
6231 | City of Fayette - (MO) | 2125 | Fayette | GT4 | Petroleum Liquids | 1.1 | 1 | Electric Utility
6235 | Public Works Comm-City of Fayetteville | 1016 | Butler-Warner Generation Plant | 1 | Natural Gas Fired Combined Cycle | 28.8 | 20 | Electric Utility
6235 | Public Works Comm-City of Fayetteville | 1016 | Butler-Warner Generation Plant | 2 | Natural Gas Fired Combined Cycle | 28.8 | 20 | Electric Utility
6235 | Public Works Comm-City of Fayetteville | 1016 | Butler-Warner Generation Plant | 3 | Natural Gas Fired Combined Cycle | 28.8 | 20 | Electric Utility
6235 | Public Works Comm-City of Fayetteville | 1016 | Butler-Warner Generation Plant | 4 | Natural Gas Fired Combustion Turbine | 28.8 | 20 | Electric Utility
6235 | Public Works Comm-City of Fayetteville | 1016 | Butler-Warner Generation Plant | 5 | Natural Gas Fired Combustion Turbine | 28.8 | 20 | Electric Utility
6235 | Public Works Comm-City of Fayetteville | 1016 | Butler-Warner Generation Plant | 6 | Natural Gas Fired Combined Cycle | 28.8 | 20 | Electric Utility
6235 | Public Works Comm-City of Fayetteville | 1016 | Butler-Warner Generation Plant | 7 | Natural Gas Fired Combined Cycle | 28.8 | 20 | Electric Utility
6235 | Public Works Comm-City of Fayetteville | 1016 | Butler-Warner Generation Plant | 8 | Natural Gas Fired Combined Cycle | 28.8 | 20 | Electric Utility
6235 | Public Works Comm-City of Fayetteville | 1016 | Butler-Warner Generation Plant | 9 | Natural Gas Fired Combined Cycle | 73 | 65 | Electric Utility
6258 | Federated Rural Electric Assn | 57248 | Welcome Wind Turbine | WIND1 | Onshore Wind Turbine | 2.1 | 2.1 | Electric Utility
6274 | City of Fennimore - (WI) | 4114 | Fennimore | 4 | Petroleum Liquids | 1.1 | 1.1 | Electric Utility
6274 | City of Fennimore - (WI) | 4114 | Fennimore | 5 | Petroleum Liquids | 0.9 | 0.9 | Electric Utility
6274 | City of Fennimore - (WI) | 4114 | Fennimore | 6 | Petroleum Liquids | 1.8 | 2 | Electric Utility
6274 | City of Fennimore - (WI) | 4114 | Fennimore | 7 | Petroleum Liquids | 1.8 | 2 | Electric Utility
6274 | City of Fennimore - (WI) | 4114 | Fennimore | 8 | Petroleum Liquids | 1.8 | 2 | Electric Utility
6288 | Mink Creek Hydro Entity | 10325 | Mink Creek Hydro | GEN1 | Conventional Hydroelectric | 3.1 | 2 | IPP Non-CHP
6306 | Fibrominn LLC | 55867 | Fibrominn Biomass Power Plant | G1 | Other Waste Biomass | 62.3 | 55 | IPP Non-CHP
6354 | FPL Energy Upton Wind LP | 55581 | King Mountain Wind Ranch 1 | EXIS | Onshore Wind Turbine | 278 | 278 | IPP Non-CHP
6359 | Falls Creek Hydropower LP | 52187 | Falls Creek | GE-1 | Conventional Hydroelectric | 4.1 | 3.9 | IPP Non-CHP
6371 | First National Bank-Commerce | 54678 | Sidney A Murray Jr Hydroelectric | 01 | Conventional Hydroelectric | 24 | 24 | IPP Non-CHP
6371 | First National Bank-Commerce | 54678 | Sidney A Murray Jr Hydroelectric | 02 | Conventional Hydroelectric | 24 | 24 | IPP Non-CHP
6371 | First National Bank-Commerce | 54678 | Sidney A Murray Jr Hydroelectric | 03 | Conventional Hydroelectric | 24 | 24 | IPP Non-CHP
6371 | First National Bank-Commerce | 54678 | Sidney A Murray Jr Hydroelectric | 04 | Conventional Hydroelectric | 24 | 24 | IPP Non-CHP
6371 | First National Bank-Commerce | 54678 | Sidney A Murray Jr Hydroelectric | 05 | Conventional Hydroelectric | 24 | 24 | IPP Non-CHP
6371 | First National Bank-Commerce | 54678 | Sidney A Murray Jr Hydroelectric | 06 | Conventional Hydroelectric | 24 | 24 | IPP Non-CHP
6371 | First National Bank-Commerce | 54678 | Sidney A Murray Jr Hydroelectric | 07 | Conventional Hydroelectric | 24 | 24 | IPP Non-CHP
6371 | First National Bank-Commerce | 54678 | Sidney A Murray Jr Hydroelectric | 08 | Conventional Hydroelectric | 24 | 24 | IPP Non-CHP
6417 | City of Flora - (IL) | 56117 | Flora Site A | 1 | Petroleum Liquids | 1.8 | 1.8 | Electric Utility
6417 | City of Flora - (IL) | 56117 | Flora Site A | 2 | Petroleum Liquids | 1.8 | 1.8 | Electric Utility
6417 | City of Flora - (IL) | 56117 | Flora Site A | 3 | Petroleum Liquids | 1.8 | 1.8 | Electric Utility
6417 | City of Flora - (IL) | 56118 | Flora Site B | 4 | Petroleum Liquids | 1.8 | 1.9 | Electric Utility
6417 | City of Flora - (IL) | 56118 | Flora Site B | 5 | Petroleum Liquids | 1.8 | 1.8 | Electric Utility
6426 | Flint Hills Resources Corpus Christi LLC | 50026 | Corpus Refinery | FR6 | Natural Gas Fired Combustion Turbine | 47 | 32 | Industrial CHP
6443 | Florida Keys El Coop Assn, Inc | 696 | Marathon Generating Plant | 10 | Petroleum Liquids | 3.5 | 3.5 | Electric Utility
6443 | Florida Keys El Coop Assn, Inc | 696 | Marathon Generating Plant | 11 | Petroleum Liquids | 3.5 | 3.5 | Electric Utility
6443 | Florida Keys El Coop Assn, Inc | 696 | Marathon Generating Plant | 3 | Petroleum Liquids | 3 | 3 | Electric Utility
6443 | Florida Keys El Coop Assn, Inc | 696 | Marathon Generating Plant | 4 | Petroleum Liquids | 3 | 3 | Electric Utility
6443 | Florida Keys El Coop Assn, Inc | 696 | Marathon Generating Plant | 6 | Petroleum Liquids | 2.5 | 2.5 | Electric Utility
6443 | Florida Keys El Coop Assn, Inc | 696 | Marathon Generating Plant | 7 | Petroleum Liquids | 2.5 | 2.5 | Electric Utility
6443 | Florida Keys El Coop Assn, Inc | 696 | Marathon Generating Plant | 8 | Petroleum Liquids | 2 | 2 | Electric Utility
6443 | Florida Keys El Coop Assn, Inc | 696 | Marathon Generating Plant | 9 | Petroleum Liquids | 2 | 2 | Electric Utility
6452 | Florida Power & Light Co | 609 | Cape Canaveral | 3A | Natural Gas Fired Combined Cycle | 265 |  | Electric Utility
6452 | Florida Power & Light Co | 609 | Cape Canaveral | 3B | Natural Gas Fired Combined Cycle | 265 |  | Electric Utility
6452 | Florida Power & Light Co | 609 | Cape Canaveral | 3C | Natural Gas Fired Combined Cycle | 265 |  | Electric Utility
6452 | Florida Power & Light Co | 609 | Cape Canaveral | 3ST | Natural Gas Fired Combined Cycle | 500 | 1210 | Electric Utility
6452 | Florida Power & Light Co | 612 | Fort Myers | 11 | Petroleum Liquids | 62 | 54 | Electric Utility
6452 | Florida Power & Light Co | 612 | Fort Myers | 12 | Petroleum Liquids | 62 | 54 | Electric Utility
6452 | Florida Power & Light Co | 612 | Fort Myers | 2A | Natural Gas Fired Combined Cycle | 188.2 |  | Electric Utility
6452 | Florida Power & Light Co | 612 | Fort Myers | 2B | Natural Gas Fired Combined Cycle | 188.2 |  | Electric Utility
6452 | Florida Power & Light Co | 612 | Fort Myers | 2C | Natural Gas Fired Combined Cycle | 188.2 |  | Electric Utility
6452 | Florida Power & Light Co | 612 | Fort Myers | 2D | Natural Gas Fired Combined Cycle | 188.2 |  | Electric Utility
6452 | Florida Power & Light Co | 612 | Fort Myers | 2E | Natural Gas Fired Combined Cycle | 188.2 |  | Electric Utility
6452 | Florida Power & Light Co | 612 | Fort Myers | 2F | Natural Gas Fired Combined Cycle | 188.2 |  | Electric Utility
6452 | Florida Power & Light Co | 612 | Fort Myers | 3 | Petroleum Liquids | 62 | 54 | Electric Utility
6452 | Florida Power & Light Co | 612 | Fort Myers | 4 | Petroleum Liquids | 62 | 54 | Electric Utility
6452 | Florida Power & Light Co | 612 | Fort Myers | 5 | Petroleum Liquids | 62 | 54 | Electric Utility
6452 | Florida Power & Light Co | 612 | Fort Myers | 6 | Petroleum Liquids | 62 | 54 | Electric Utility
6452 | Florida Power & Light Co | 612 | Fort Myers | 7 | Petroleum Liquids | 62 | 54 | Electric Utility
6452 | Florida Power & Light Co | 612 | Fort Myers | 8 | Petroleum Liquids | 62 | 54 | Electric Utility
6452 | Florida Power & Light Co | 612 | Fort Myers | 9 | Petroleum Liquids | 62 | 54 | Electric Utility
6452 | Florida Power & Light Co | 612 | Fort Myers | CT1 | Natural Gas Fired Combustion Turbine | 181 | 315 | Electric Utility
6452 | Florida Power & Light Co | 612 | Fort Myers | CT2 | Natural Gas Fired Combustion Turbine | 181 |  | Electric Utility
6452 | Florida Power & Light Co | 612 | Fort Myers | G10 | Petroleum Liquids | 62 | 54 | Electric Utility
6452 | Florida Power & Light Co | 612 | Fort Myers | GT1 | Petroleum Liquids | 62 | 54 | Electric Utility
6452 | Florida Power & Light Co | 612 | Fort Myers | GT2 | Petroleum Liquids | 62 | 54 | Electric Utility
6452 | Florida Power & Light Co | 612 | Fort Myers | ST1 | Natural Gas Fired Combined Cycle | 156.2 | 1432 | Electric Utility
6452 | Florida Power & Light Co | 612 | Fort Myers | ST2 | Natural Gas Fired Combined Cycle | 436.1 |  | Electric Utility
6452 | Florida Power & Light Co | 613 | Lauderdale | 1 | Natural Gas Fired Combustion Turbine | 34.2 | 35 | Electric Utility
6452 | Florida Power & Light Co | 613 | Lauderdale | 10 | Natural Gas Fired Combustion Turbine | 34.2 | 35 | Electric Utility
6452 | Florida Power & Light Co | 613 | Lauderdale | 11 | Natural Gas Fired Combustion Turbine | 34.2 | 35 | Electric Utility
6452 | Florida Power & Light Co | 613 | Lauderdale | 12 | Natural Gas Fired Combustion Turbine | 34.2 | 35 | Electric Utility
6452 | Florida Power & Light Co | 613 | Lauderdale | 13 | Natural Gas Fired Combustion Turbine | 34.2 | 35 | Electric Utility
6452 | Florida Power & Light Co | 613 | Lauderdale | 14 | Natural Gas Fired Combustion Turbine | 34.2 | 35 | Electric Utility
6452 | Florida Power & Light Co | 613 | Lauderdale | 15 | Natural Gas Fired Combustion Turbine | 34.2 | 35 | Electric Utility
6452 | Florida Power & Light Co | 613 | Lauderdale | 16 | Natural Gas Fired Combustion Turbine | 34.2 | 35 | Electric Utility
6452 | Florida Power & Light Co | 613 | Lauderdale | 17 | Natural Gas Fired Combustion Turbine | 34.2 | 35 | Electric Utility
6452 | Florida Power & Light Co | 613 | Lauderdale | 18 | Natural Gas Fired Combustion Turbine | 34.2 | 35 | Electric Utility
6452 | Florida Power & Light Co | 613 | Lauderdale | 19 | Natural Gas Fired Combustion Turbine | 34.2 | 35 | Electric Utility
6452 | Florida Power & Light Co | 613 | Lauderdale | 2 | Natural Gas Fired Combustion Turbine | 34.2 | 35 | Electric Utility
6452 | Florida Power & Light Co | 613 | Lauderdale | 20 | Natural Gas Fired Combustion Turbine | 34.2 | 35 | Electric Utility
6452 | Florida Power & Light Co | 613 | Lauderdale | 21 | Natural Gas Fired Combustion Turbine | 34.2 | 35 | Electric Utility
6452 | Florida Power & Light Co | 613 | Lauderdale | 22 | Natural Gas Fired Combustion Turbine | 34.2 | 35 | Electric Utility
6452 | Florida Power & Light Co | 613 | Lauderdale | 23 | Natural Gas Fired Combustion Turbine | 34.2 | 35 | Electric Utility
6452 | Florida Power & Light Co | 613 | Lauderdale | 24 | Natural Gas Fired Combustion Turbine | 34.2 | 35 | Electric Utility
6452 | Florida Power & Light Co | 613 | Lauderdale | 3 | Natural Gas Fired Combustion Turbine | 34.2 | 35 | Electric Utility
6452 | Florida Power & Light Co | 613 | Lauderdale | 4 | Natural Gas Fired Combustion Turbine | 34.2 | 35 | Electric Utility
6452 | Florida Power & Light Co | 613 | Lauderdale | 4GT1 | Natural Gas Fired Combined Cycle | 185 |  | Electric Utility
6452 | Florida Power & Light Co | 613 | Lauderdale | 4GT2 | Natural Gas Fired Combined Cycle | 185 |  | Electric Utility
6452 | Florida Power & Light Co | 613 | Lauderdale | 5 | Natural Gas Fired Combustion Turbine | 34.2 | 35 | Electric Utility
6452 | Florida Power & Light Co | 613 | Lauderdale | 5GT1 | Natural Gas Fired Combined Cycle | 185 |  | Electric Utility
6452 | Florida Power & Light Co | 613 | Lauderdale | 5GT2 | Natural Gas Fired Combined Cycle | 185 |  | Electric Utility
6452 | Florida Power & Light Co | 613 | Lauderdale | 6 | Natural Gas Fired Combustion Turbine | 34.2 | 35 | Electric Utility
6452 | Florida Power & Light Co | 613 | Lauderdale | 7 | Natural Gas Fired Combustion Turbine | 34.2 | 35 | Electric Utility
6452 | Florida Power & Light Co | 613 | Lauderdale | 8 | Natural Gas Fired Combustion Turbine | 34.2 | 35 | Electric Utility
6452 | Florida Power & Light Co | 613 | Lauderdale | 9 | Natural Gas Fired Combustion Turbine | 34.2 | 35 | Electric Utility
6452 | Florida Power & Light Co | 613 | Lauderdale | ST4 | Natural Gas Fired Combined Cycle | 151.2 | 442 | Electric Utility
6452 | Florida Power & Light Co | 613 | Lauderdale | ST5 | Natural Gas Fired Combined Cycle | 151.2 | 442 | Electric Utility
6452 | Florida Power & Light Co | 617 | Port Everglades | 10 | Natural Gas Fired Combustion Turbine | 34.2 | 35 | Electric Utility
6452 | Florida Power & Light Co | 617 | Port Everglades | 11 | Natural Gas Fired Combustion Turbine | 34.2 | 35 | Electric Utility
6452 | Florida Power & Light Co | 617 | Port Everglades | 12 | Natural Gas Fired Combustion Turbine | 34.2 | 35 | Electric Utility
6452 | Florida Power & Light Co | 617 | Port Everglades | 6 | Natural Gas Fired Combustion Turbine | 34.2 | 35 | Electric Utility
6452 | Florida Power & Light Co | 617 | Port Everglades | 7 | Natural Gas Fired Combustion Turbine | 34.2 | 35 | Electric Utility
6452 | Florida Power & Light Co | 617 | Port Everglades | 8 | Natural Gas Fired Combustion Turbine | 34.2 | 35 | Electric Utility
6452 | Florida Power & Light Co | 617 | Port Everglades | 9 | Natural Gas Fired Combustion Turbine | 34.2 | 35 | Electric Utility
6452 | Florida Power & Light Co | 617 | Port Everglades | GT1 | Natural Gas Fired Combustion Turbine | 34.2 | 35 | Electric Utility
6452 | Florida Power & Light Co | 617 | Port Everglades | GT2 | Natural Gas Fired Combustion Turbine | 34.2 | 35 | Electric Utility
6452 | Florida Power & Light Co | 617 | Port Everglades | GT3 | Natural Gas Fired Combustion Turbine | 34.2 | 35 | Electric Utility
6452 | Florida Power & Light Co | 617 | Port Everglades | GT4 | Natural Gas Fired Combustion Turbine | 34.2 | 35 | Electric Utility
6452 | Florida Power & Light Co | 617 | Port Everglades | GT5 | Natural Gas Fired Combustion Turbine | 34.2 | 35 | Electric Utility
6452 | Florida Power & Light Co | 619 | Riviera | 5A | Natural Gas Fired Combined Cycle | 265 |  | Electric Utility
6452 | Florida Power & Light Co | 619 | Riviera | 5B | Natural Gas Fired Combined Cycle | 265 |  | Electric Utility
6452 | Florida Power & Light Co | 619 | Riviera | 5C | Natural Gas Fired Combined Cycle | 265 |  | Electric Utility
6452 | Florida Power & Light Co | 619 | Riviera | 5ST | Natural Gas Fired Combined Cycle | 500 | 1212 | Electric Utility
6452 | Florida Power & Light Co | 620 | Sanford | 4 | Natural Gas Fired Combined Cycle | 436.1 | 958 | Electric Utility
6452 | Florida Power & Light Co | 620 | Sanford | 4A | Natural Gas Fired Combined Cycle | 188.2 |  | Electric Utility
6452 | Florida Power & Light Co | 620 | Sanford | 4B | Natural Gas Fired Combined Cycle | 188.2 |  | Electric Utility
6452 | Florida Power & Light Co | 620 | Sanford | 4C | Natural Gas Fired Combined Cycle | 188.2 |  | Electric Utility
6452 | Florida Power & Light Co | 620 | Sanford | 4D | Natural Gas Fired Combined Cycle | 188.2 |  | Electric Utility
6452 | Florida Power & Light Co | 620 | Sanford | 5 | Natural Gas Fired Combined Cycle | 436.1 | 954 | Electric Utility
6452 | Florida Power & Light Co | 620 | Sanford | 5A | Natural Gas Fired Combined Cycle | 188.2 |  | Electric Utility
6452 | Florida Power & Light Co | 620 | Sanford | 5B | Natural Gas Fired Combined Cycle | 188.2 |  | Electric Utility
6452 | Florida Power & Light Co | 620 | Sanford | 5C | Natural Gas Fired Combined Cycle | 188.2 |  | Electric Utility
6452 | Florida Power & Light Co | 620 | Sanford | 5D | Natural Gas Fired Combined Cycle | 188.2 |  | Electric Utility
6452 | Florida Power & Light Co | 621 | Turkey Point | 3 | Nuclear | 877.2 | 802 | Electric Utility
6452 | Florida Power & Light Co | 621 | Turkey Point | 4 | Nuclear | 760 | 802 | Electric Utility
6452 | Florida Power & Light Co | 621 | Turkey Point | 5CA | Natural Gas Fired Combined Cycle | 472 | 1148 | Electric Utility
6452 | Florida Power & Light Co | 621 | Turkey Point | 5CTA | Natural Gas Fired Combined Cycle | 188 |  | Electric Utility
6452 | Florida Power & Light Co | 621 | Turkey Point | 5CTB | Natural Gas Fired Combined Cycle | 188 |  | Electric Utility
6452 | Florida Power & Light Co | 621 | Turkey Point | 5CTC | Natural Gas Fired Combined Cycle | 188 |  | Electric Utility
6452 | Florida Power & Light Co | 621 | Turkey Point | 5CTD | Natural Gas Fired Combined Cycle | 188 |  | Electric Utility
6452 | Florida Power & Light Co | 621 | Turkey Point | ST1 | Petroleum Liquids | 402 | 396 | Electric Utility
6452 | Florida Power & Light Co | 621 | Turkey Point | ST2 | Petroleum Liquids | 402 | 392 | Electric Utility
6452 | Florida Power & Light Co | 6042 | Manatee | 1 | Petroleum Liquids | 863.3 | 812 | Electric Utility
6452 | Florida Power & Light Co | 6042 | Manatee | 2 | Petroleum Liquids | 863.3 | 812 | Electric Utility
6452 | Florida Power & Light Co | 6042 | Manatee | 3 | Natural Gas Fired Combined Cycle | 471.8 | 1111 | Electric Utility
6452 | Florida Power & Light Co | 6042 | Manatee | A | Natural Gas Fired Combined Cycle | 188.2 |  | Electric Utility
6452 | Florida Power & Light Co | 6042 | Manatee | B | Natural Gas Fired Combined Cycle | 188.2 |  | Electric Utility
6452 | Florida Power & Light Co | 6042 | Manatee | C | Natural Gas Fired Combined Cycle | 188.2 |  | Electric Utility
6452 | Florida Power & Light Co | 6042 | Manatee | D | Natural Gas Fired Combined Cycle | 188.2 |  | Electric Utility
6452 | Florida Power & Light Co | 6043 | Martin | 1 | Petroleum Liquids | 934.5 | 826 | Electric Utility
6452 | Florida Power & Light Co | 6043 | Martin | 2 | Petroleum Liquids | 934.5 | 826 | Electric Utility
6452 | Florida Power & Light Co | 6043 | Martin | 3GT1 | Natural Gas Fired Combined Cycle | 204 |  | Electric Utility
6452 | Florida Power & Light Co | 6043 | Martin | 3GT2 | Natural Gas Fired Combined Cycle | 204 |  | Electric Utility
6452 | Florida Power & Light Co | 6043 | Martin | 3ST | Natural Gas Fired Combined Cycle | 204 | 469 | Electric Utility
6452 | Florida Power & Light Co | 6043 | Martin | 4GT1 | Natural Gas Fired Combined Cycle | 204 |  | Electric Utility
6452 | Florida Power & Light Co | 6043 | Martin | 4GT2 | Natural Gas Fired Combined Cycle | 204 |  | Electric Utility
6452 | Florida Power & Light Co | 6043 | Martin | 4ST | Natural Gas Fired Combined Cycle | 204 | 469 | Electric Utility
6452 | Florida Power & Light Co | 6043 | Martin | 8 | Natural Gas Fired Combined Cycle | 471.7 | 1105 | Electric Utility
6452 | Florida Power & Light Co | 6043 | Martin | 8A | Natural Gas Fired Combined Cycle | 188.2 |  | Electric Utility
6452 | Florida Power & Light Co | 6043 | Martin | 8B | Natural Gas Fired Combined Cycle | 188.2 |  | Electric Utility
6452 | Florida Power & Light Co | 6043 | Martin | 8C | Natural Gas Fired Combined Cycle | 188.2 |  | Electric Utility
6452 | Florida Power & Light Co | 6043 | Martin | 8D | Natural Gas Fired Combined Cycle | 188.2 |  | Electric Utility
6452 | Florida Power & Light Co | 6045 | St Lucie | 1 | Nuclear | 1080 | 981 | Electric Utility
6452 | Florida Power & Light Co | 6045 | St Lucie | 2 | Nuclear | 1080 | 987 | Electric Utility
6452 | Florida Power & Light Co | 56407 | West County Energy Center | 1A | Natural Gas Fired Combined Cycle | 298 | 232 | Electric Utility
6452 | Florida Power & Light Co | 56407 | West County Energy Center | 1B | Natural Gas Fired Combined Cycle | 298 | 232 | Electric Utility
6452 | Florida Power & Light Co | 56407 | West County Energy Center | 1C | Natural Gas Fired Combined Cycle | 298 | 232 | Electric Utility
6452 | Florida Power & Light Co | 56407 | West County Energy Center | 1ST | Natural Gas Fired Combined Cycle | 527 | 523 | Electric Utility
6452 | Florida Power & Light Co | 56407 | West County Energy Center | 2A | Natural Gas Fired Combined Cycle | 298 | 232 | Electric Utility
6452 | Florida Power & Light Co | 56407 | West County Energy Center | 2B | Natural Gas Fired Combined Cycle | 298 | 232 | Electric Utility
6452 | Florida Power & Light Co | 56407 | West County Energy Center | 2C | Natural Gas Fired Combined Cycle | 298 | 232 | Electric Utility
6452 | Florida Power & Light Co | 56407 | West County Energy Center | 2ST | Natural Gas Fired Combined Cycle | 527 | 523 | Electric Utility
6452 | Florida Power & Light Co | 56407 | West County Energy Center | 3A | Natural Gas Fired Combined Cycle | 298 | 232 | Electric Utility
6452 | Florida Power & Light Co | 56407 | West County Energy Center | 3B | Natural Gas Fired Combined Cycle | 298 | 244 | Electric Utility
6452 | Florida Power & Light Co | 56407 | West County Energy Center | 3C | Natural Gas Fired Combined Cycle | 298 | 232 | Electric Utility
6452 | Florida Power & Light Co | 56407 | West County Energy Center | 3ST | Natural Gas Fired Combined Cycle | 527 | 523 | Electric Utility
6452 | Florida Power & Light Co | 56929 | DeSoto Next Generation Solar Energy | 1 | Solar Photovoltaic | 25 | 25 | Electric Utility
6452 | Florida Power & Light Co | 56930 | Space Coast Next Gen Solar Energy | 1 | Solar Photovoltaic | 10 | 10 | Electric Utility
6455 | Duke Energy Florida, Inc | 624 | Avon Park | P1 | Natural Gas Fired Combustion Turbine | 33.7 | 24 | Electric Utility
6455 | Duke Energy Florida, Inc | 624 | Avon Park | P2 | Petroleum Liquids | 33.7 | 24 | Electric Utility
6455 | Duke Energy Florida, Inc | 627 | Bayboro | P1 | Petroleum Liquids | 56.7 | 44 | Electric Utility
6455 | Duke Energy Florida, Inc | 627 | Bayboro | P2 | Petroleum Liquids | 56.7 | 42 | Electric Utility
6455 | Duke Energy Florida, Inc | 627 | Bayboro | P3 | Petroleum Liquids | 56.7 | 44 | Electric Utility
6455 | Duke Energy Florida, Inc | 627 | Bayboro | P4 | Petroleum Liquids | 56.7 | 44 | Electric Utility
6455 | Duke Energy Florida, Inc | 628 | Crystal River | 1 | Conventional Steam Coal | 440.5 | 370 | Electric Utility
6455 | Duke Energy Florida, Inc | 628 | Crystal River | 2 | Conventional Steam Coal | 523.8 | 499 | Electric Utility
6455 | Duke Energy Florida, Inc | 628 | Crystal River | 5 | Conventional Steam Coal | 739.2 | 710 | Electric Utility
6455 | Duke Energy Florida, Inc | 628 | Crystal River | ST4 | Conventional Steam Coal | 739.2 | 712 | Electric Utility
6455 | Duke Energy Florida, Inc | 629 | G E Turner | P1 | Petroleum Liquids | 19.2 | 10 | Electric Utility
6455 | Duke Energy Florida, Inc | 629 | G E Turner | P2 | Petroleum Liquids | 19.2 | 10 | Electric Utility
6455 | Duke Energy Florida, Inc | 629 | G E Turner | P3 | Petroleum Liquids | 71.2 | 53 | Electric Utility
6455 | Duke Energy Florida, Inc | 629 | G E Turner | P4 | Petroleum Liquids | 71.2 | 59 | Electric Utility
6455 | Duke Energy Florida, Inc | 630 | Higgins | P1 | Natural Gas Fired Combustion Turbine | 33.7 | 20 | Electric Utility
6455 | Duke Energy Florida, Inc | 630 | Higgins | P2 | Natural Gas Fired Combustion Turbine | 33.7 | 25 | Electric Utility
6455 | Duke Energy Florida, Inc | 630 | Higgins | P3 | Natural Gas Fired Combustion Turbine | 42.9 | 32 | Electric Utility
6455 | Duke Energy Florida, Inc | 630 | Higgins | P4 | Natural Gas Fired Combustion Turbine | 42.9 | 32 | Electric Utility
6455 | Duke Energy Florida, Inc | 634 | P L Bartow | 4AGT | Natural Gas Fired Combined Cycle | 208 | 168 | Electric Utility
6455 | Duke Energy Florida, Inc | 634 | P L Bartow | 4BGT | Natural Gas Fired Combined Cycle | 208 | 169 | Electric Utility
6455 | Duke Energy Florida, Inc | 634 | P L Bartow | 4CGT | Natural Gas Fired Combined Cycle | 208 | 172 | Electric Utility
6455 | Duke Energy Florida, Inc | 634 | P L Bartow | 4DGT | Natural Gas Fired Combined Cycle | 208 | 167 | Electric Utility
6455 | Duke Energy Florida, Inc | 634 | P L Bartow | 4ST | Natural Gas Fired Combined Cycle | 421 | 429 | Electric Utility
6455 | Duke Energy Florida, Inc | 634 | P L Bartow | P1 | Petroleum Liquids | 55.7 | 43 | Electric Utility
6455 | Duke Energy Florida, Inc | 634 | P L Bartow | P2 | Natural Gas Fired Combustion Turbine | 55.7 | 42 | Electric Utility
6455 | Duke Energy Florida, Inc | 634 | P L Bartow | P3 | Petroleum Liquids | 55.7 | 43 | Electric Utility
6455 | Duke Energy Florida, Inc | 634 | P L Bartow | P4 | Natural Gas Fired Combustion Turbine | 55.7 | 47 | Electric Utility
6455 | Duke Energy Florida, Inc | 637 | Rio Pinar | P1 | Petroleum Liquids | 19.2 | 12 | Electric Utility
6455 | Duke Energy Florida, Inc | 638 | Suwannee River | 1 | Natural Gas Steam Turbine | 34.5 | 28 | Electric Utility
6455 | Duke Energy Florida, Inc | 638 | Suwannee River | 2 | Natural Gas Steam Turbine | 37.5 | 29 | Electric Utility
6455 | Duke Energy Florida, Inc | 638 | Suwannee River | 3 | Natural Gas Steam Turbine | 75 | 71 | Electric Utility
6455 | Duke Energy Florida, Inc | 638 | Suwannee River | P1 | Natural Gas Fired Combustion Turbine | 61.2 | 52 | Electric Utility
6455 | Duke Energy Florida, Inc | 638 | Suwannee River | P2 | Petroleum Liquids | 61.2 | 51 | Electric Utility
6455 | Duke Energy Florida, Inc | 638 | Suwannee River | P3 | Natural Gas Fired Combustion Turbine | 61.2 | 52 | Electric Utility
6455 | Duke Energy Florida, Inc | 6046 | DeBary | 10 | Petroleum Liquids | 115 | 80 | Electric Utility
6455 | Duke Energy Florida, Inc | 6046 | DeBary | 2 | Petroleum Liquids | 66.8 | 51 | Electric Utility
6455 | Duke Energy Florida, Inc | 6046 | DeBary | 3 | Petroleum Liquids | 66.8 | 52 | Electric Utility
6455 | Duke Energy Florida, Inc | 6046 | DeBary | 4 | Petroleum Liquids | 66.8 | 51 | Electric Utility
6455 | Duke Energy Florida, Inc | 6046 | DeBary | 5 | Petroleum Liquids | 66.8 | 50 | Electric Utility
6455 | Duke Energy Florida, Inc | 6046 | DeBary | 6 | Petroleum Liquids | 66.8 | 52 | Electric Utility
6455 | Duke Energy Florida, Inc | 6046 | DeBary | 7 | Natural Gas Fired Combustion Turbine | 115 | 83 | Electric Utility
6455 | Duke Energy Florida, Inc | 6046 | DeBary | 8 | Natural Gas Fired Combustion Turbine | 115 | 83 | Electric Utility
6455 | Duke Energy Florida, Inc | 6046 | DeBary | 9 | Natural Gas Fired Combustion Turbine | 115 | 81 | Electric Utility
6455 | Duke Energy Florida, Inc | 6046 | DeBary | P1 | Petroleum Liquids | 66.8 | 54 | Electric Utility
6455 | Duke Energy Florida, Inc | 7302 | Hines Energy Complex | 1GT | Natural Gas Fired Combined Cycle | 173.4 | 151 | Electric Utility
6455 | Duke Energy Florida, Inc | 7302 | Hines Energy Complex | 1GT2 | Natural Gas Fired Combined Cycle | 173.4 | 151 | Electric Utility
6455 | Duke Energy Florida, Inc | 7302 | Hines Energy Complex | 1ST | Natural Gas Fired Combined Cycle | 199.7 | 160 | Electric Utility
6455 | Duke Energy Florida, Inc | 7302 | Hines Energy Complex | 2GT | Natural Gas Fired Combined Cycle | 167.7 | 154 | Electric Utility
6455 | Duke Energy Florida, Inc | 7302 | Hines Energy Complex | 2GT2 | Natural Gas Fired Combined Cycle | 167.7 | 154 | Electric Utility
6455 | Duke Energy Florida, Inc | 7302 | Hines Energy Complex | 2ST | Natural Gas Fired Combined Cycle | 180.6 | 182 | Electric Utility
6455 | Duke Energy Florida, Inc | 7302 | Hines Energy Complex | 3GT | Natural Gas Fired Combined Cycle | 193 | 155 | Electric Utility
6455 | Duke Energy Florida, Inc | 7302 | Hines Energy Complex | 3GT2 | Natural Gas Fired Combined Cycle | 193 | 155 | Electric Utility
6455 | Duke Energy Florida, Inc | 7302 | Hines Energy Complex | 3ST | Natural Gas Fired Combined Cycle | 204 | 178 | Electric Utility
6455 | Duke Energy Florida, Inc | 7302 | Hines Energy Complex | 4GT | Natural Gas Fired Combined Cycle | 199 | 151 | Electric Utility
6455 | Duke Energy Florida, Inc | 7302 | Hines Energy Complex | 4GT2 | Natural Gas Fired Combined Cycle | 199 | 151 | Electric Utility
6455 | Duke Energy Florida, Inc | 7302 | Hines Energy Complex | 4ST | Natural Gas Fired Combined Cycle | 212 | 170 | Electric Utility
6455 | Duke Energy Florida, Inc | 7345 | University of Florida | P1 | Natural Gas Fired Combustion Turbine | 43 | 46 | Electric Utility
6455 | Duke Energy Florida, Inc | 7699 | Tiger Bay | CT1 | Natural Gas Fired Combined Cycle | 195.2 | 134 | Electric Utility
6455 | Duke Energy Florida, Inc | 7699 | Tiger Bay | CW1 | Natural Gas Fired Combined Cycle | 82.9 | 71 | Electric Utility
6455 | Duke Energy Florida, Inc | 8048 | Anclote | 1 | Natural Gas Steam Turbine | 556.2 | 521 | Electric Utility
6455 | Duke Energy Florida, Inc | 8048 | Anclote | 2 | Natural Gas Steam Turbine | 556.2 | 520 | Electric Utility
6455 | Duke Energy Florida, Inc | 8049 | Intercession City | P1 | Petroleum Liquids | 56.7 | 48 | Electric Utility
6455 | Duke Energy Florida, Inc | 8049 | Intercession City | P10 | Natural Gas Fired Combustion Turbine | 115 | 82 | Electric Utility
6455 | Duke Energy Florida, Inc | 8049 | Intercession City | P11 | Petroleum Liquids | 165 | 143 | Electric Utility
6455 | Duke Energy Florida, Inc | 8049 | Intercession City | P12 | Natural Gas Fired Combustion Turbine | 115 | 76 | Electric Utility
6455 | Duke Energy Florida, Inc | 8049 | Intercession City | P13 | Natural Gas Fired Combustion Turbine | 115 | 76 | Electric Utility
6455 | Duke Energy Florida, Inc | 8049 | Intercession City | P14 | Natural Gas Fired Combustion Turbine | 115 | 73 | Electric Utility
6455 | Duke Energy Florida, Inc | 8049 | Intercession City | P2 | Petroleum Liquids | 56.7 | 48 | Electric Utility
6455 | Duke Energy Florida, Inc | 8049 | Intercession City | P3 | Petroleum Liquids | 56.7 | 47 | Electric Utility
6455 | Duke Energy Florida, Inc | 8049 | Intercession City | P4 | Petroleum Liquids | 56.7 | 47 | Electric Utility
6455 | Duke Energy Florida, Inc | 8049 | Intercession City | P5 | Petroleum Liquids | 56.7 | 47 | Electric Utility
6455 | Duke Energy Florida, Inc | 8049 | Intercession City | P6 | Petroleum Liquids | 56.7 | 49 | Electric Utility
6455 | Duke Energy Florida, Inc | 8049 | Intercession City | P7 | Natural Gas Fired Combustion Turbine | 115 | 83 | Electric Utility
6455 | Duke Energy Florida, Inc | 8049 | Intercession City | P8 | Natural Gas Fired Combustion Turbine | 115 | 83 | Electric Utility
6455 | Duke Energy Florida, Inc | 8049 | Intercession City | P9 | Natural Gas Fired Combustion Turbine | 115 | 82 | Electric Utility
6495 | Fort Miller Associates | 50514 | Fort Miller Hydroelectric Facility | GEN1 | Conventional Hydroelectric | 2.5 | 2.5 | IPP Non-CHP
6495 | Fort Miller Associates | 50514 | Fort Miller Hydroelectric Facility | GEN2 | Conventional Hydroelectric | 2.5 | 2.5 | IPP Non-CHP
6519 | Frontera Generation Limited Partnership | 55098 | Frontera Energy Center | GEN1 | Natural Gas Fired Combined Cycle | 172 | 164 | IPP Non-CHP
6519 | Frontera Generation Limited Partnership | 55098 | Frontera Energy Center | GEN2 | Natural Gas Fired Combined Cycle | 172 | 164 | IPP Non-CHP
6519 | Frontera Generation Limited Partnership | 55098 | Frontera Energy Center | GEN3 | Natural Gas Fired Combined Cycle | 185 | 172 | IPP Non-CHP
6526 | FirstEnergy Generation Corp | 2835 | FirstEnergy Ashtabula | 5 | Conventional Steam Coal | 256 | 244 | IPP Non-CHP
6526 | FirstEnergy Generation Corp | 2837 | FirstEnergy Eastlake | 1 | Conventional Steam Coal | 123 | 132 | IPP Non-CHP
6526 | FirstEnergy Generation Corp | 2837 | FirstEnergy Eastlake | 2 | Conventional Steam Coal | 123 | 132 | IPP Non-CHP
6526 | FirstEnergy Generation Corp | 2837 | FirstEnergy Eastlake | 3 | Conventional Steam Coal | 123 | 132 | IPP Non-CHP
6526 | FirstEnergy Generation Corp | 2837 | FirstEnergy Eastlake | 6 | Petroleum Liquids | 32 | 24 | IPP Non-CHP
6526 | FirstEnergy Generation Corp | 2838 | FirstEnergy Lake Shore | 18 | Conventional Steam Coal | 256 | 245 | IPP Non-CHP
6526 | FirstEnergy Generation Corp | 2838 | FirstEnergy Lake Shore | IC1 | Petroleum Liquids | 2 | 2 | IPP Non-CHP
6526 | FirstEnergy Generation Corp | 2838 | FirstEnergy Lake Shore | IC2 | Petroleum Liquids | 2 | 2 | IPP Non-CHP
6526 | FirstEnergy Generation Corp | 2864 | FirstEnergy R E Burger | A1 | Petroleum Liquids | 2.5 | 2 | IPP Non-CHP
6526 | FirstEnergy Generation Corp | 2864 | FirstEnergy R E Burger | B1 | Petroleum Liquids | 2.5 | 2 | IPP Non-CHP
6526 | FirstEnergy Generation Corp | 2864 | FirstEnergy R E Burger | B2 | Petroleum Liquids | 2.5 | 3 | IPP Non-CHP
6526 | FirstEnergy Generation Corp | 2866 | FirstEnergy W H Sammis | 1 | Conventional Steam Coal | 190.4 | 180 | IPP Non-CHP
6526 | FirstEnergy Generation Corp | 2866 | FirstEnergy W H Sammis | 2 | Conventional Steam Coal | 190.4 | 180 | IPP Non-CHP
6526 | FirstEnergy Generation Corp | 2866 | FirstEnergy W H Sammis | 3 | Conventional Steam Coal | 190.4 | 180 | IPP Non-CHP
6526 | FirstEnergy Generation Corp | 2866 | FirstEnergy W H Sammis | 4 | Conventional Steam Coal | 190.4 | 180 | IPP Non-CHP
6526 | FirstEnergy Generation Corp | 2866 | FirstEnergy W H Sammis | 5 | Conventional Steam Coal | 334 | 290 | IPP Non-CHP
6526 | FirstEnergy Generation Corp | 2866 | FirstEnergy W H Sammis | 6 | Conventional Steam Coal | 680 | 600 | IPP Non-CHP
6526 | FirstEnergy Generation Corp | 2866 | FirstEnergy W H Sammis | 7 | Conventional Steam Coal | 680 | 600 | IPP Non-CHP
6526 | FirstEnergy Generation Corp | 2866 | FirstEnergy W H Sammis | A1 | Petroleum Liquids | 2.5 | 3 | IPP Non-CHP
6526 | FirstEnergy Generation Corp | 2866 | FirstEnergy W H Sammis | B1 | Petroleum Liquids | 2.5 | 3 | IPP Non-CHP
6526 | FirstEnergy Generation Corp | 2866 | FirstEnergy W H Sammis | B2 | Petroleum Liquids | 2.5 | 3 | IPP Non-CHP
6526 | FirstEnergy Generation Corp | 2866 | FirstEnergy W H Sammis | B3 | Petroleum Liquids | 2.5 | 2 | IPP Non-CHP
6526 | FirstEnergy Generation Corp | 2866 | FirstEnergy W H Sammis | B4 | Petroleum Liquids | 2.5 | 2 | IPP Non-CHP
6526 | FirstEnergy Generation Corp | 2869 | FirstEnergy West Lorain | 1A | Petroleum Liquids | 65.3 | 57 | IPP Non-CHP
6526 | FirstEnergy Generation Corp | 2869 | FirstEnergy West Lorain | 1B | Petroleum Liquids | 65.3 | 57 | IPP Non-CHP
6526 | FirstEnergy Generation Corp | 2869 | FirstEnergy West Lorain | 2 | Natural Gas Fired Combustion Turbine | 85 | 85 | IPP Non-CHP
6526 | FirstEnergy Generation Corp | 2869 | FirstEnergy West Lorain | 3 | Natural Gas Fired Combustion Turbine | 85 | 85 | IPP Non-CHP
6526 | FirstEnergy Generation Corp | 2869 | FirstEnergy West Lorain | 4 | Natural Gas Fired Combustion Turbine | 85 | 85 | IPP Non-CHP
6526 | FirstEnergy Generation Corp | 2869 | FirstEnergy West Lorain | 5 | Natural Gas Fired Combustion Turbine | 85 | 85 | IPP Non-CHP
6526 | FirstEnergy Generation Corp | 2869 | FirstEnergy West Lorain | 6 | Natural Gas Fired Combustion Turbine | 85 | 85 | IPP Non-CHP
6526 | FirstEnergy Generation Corp | 2878 | FirstEnergy Bay Shore | 1 | Petroleum Coke | 150.5 | 136 | IPP Non-CHP
6526 | FirstEnergy Generation Corp | 2878 | FirstEnergy Bay Shore | CT | Petroleum Liquids | 16 | 16 | IPP Non-CHP
6526 | FirstEnergy Generation Corp | 6094 | FirstEnergy Bruce Mansfield | 1 | Conventional Steam Coal | 913.7 | 830 | IPP Non-CHP
6526 | FirstEnergy Generation Corp | 6094 | FirstEnergy Bruce Mansfield | 2 | Conventional Steam Coal | 913.7 | 830 | IPP Non-CHP
6526 | FirstEnergy Generation Corp | 6094 | FirstEnergy Bruce Mansfield | 3 | Conventional Steam Coal | 913.7 | 850 | IPP Non-CHP
6527 | Ford Hydro Ltd Partnership | 54674 | Ford Hydro LP | GEN1 | Conventional Hydroelectric | 0.4 | 0.2 | IPP Non-CHP
6527 | Ford Hydro Ltd Partnership | 54674 | Ford Hydro LP | GEN2 | Conventional Hydroelectric | 0.4 | 0.2 | IPP Non-CHP
6527 | Ford Hydro Ltd Partnership | 54674 | Ford Hydro LP | GEN3 | Conventional Hydroelectric | 0.4 | 0.2 | IPP Non-CHP
6529 | Exxon Mobil Production Co | 50270 | ExxonMobil Santa Ynez Facility | GTG1 | Natural Gas Fired Combined Cycle | 39.5 | 40.2 | Industrial CHP
6529 | Exxon Mobil Production Co | 50270 | ExxonMobil Santa Ynez Facility | STG1 | Natural Gas Fired Combined Cycle | 9.8 | 8.9 | Industrial CHP
6529 | Exxon Mobil Production Co | 54550 | ExxonMobil Mobile Bay Onshore | 901 | Natural Gas Fired Combined Cycle | 0.9 | 0.9 | Industrial CHP
6529 | Exxon Mobil Production Co | 54550 | ExxonMobil Mobile Bay Onshore | 901A | Natural Gas Fired Combined Cycle | 3.7 | 3.4 | Industrial CHP
6529 | Exxon Mobil Production Co | 54550 | ExxonMobil Mobile Bay Onshore | 901B | Natural Gas Fired Combined Cycle | 3.7 | 3.4 | Industrial CHP
6529 | Exxon Mobil Production Co | 54550 | ExxonMobil Mobile Bay Onshore | 901C | Natural Gas Fired Combined Cycle | 3.7 | 3.4 | Industrial CHP
6529 | Exxon Mobil Production Co | 56312 | Shute Creek Facility | 021A | Other Gases | 36 | 28 | Industrial CHP
6529 | Exxon Mobil Production Co | 56312 | Shute Creek Facility | 021B | Other Gases | 36 | 28 | Industrial CHP
6529 | Exxon Mobil Production Co | 56312 | Shute Creek Facility | 021C | Other Gases | 36 | 28 | Industrial CHP
6541 | Formosa Plastics Corp | 10554 | Formosa Utility Venture Ltd | BO3 | Natural Gas Fired Combined Cycle | 36.2 | 32 | Industrial CHP
6541 | Formosa Plastics Corp | 10554 | Formosa Utility Venture Ltd | ST1 | Natural Gas Fired Combined Cycle | 33.5 | 28.5 | Industrial CHP
6541 | Formosa Plastics Corp | 10554 | Formosa Utility Venture Ltd | ST2 | Natural Gas Fired Combined Cycle | 66.3 | 57.5 | Industrial CHP
6541 | Formosa Plastics Corp | 10554 | Formosa Utility Venture Ltd | ST3 | Natural Gas Fired Combined Cycle | 55 | 47.3 | Industrial CHP
6541 | Formosa Plastics Corp | 10554 | Formosa Utility Venture Ltd | TBG1 | Natural Gas Fired Combined Cycle | 82.5 | 72 | Industrial CHP
6541 | Formosa Plastics Corp | 10554 | Formosa Utility Venture Ltd | TBG2 | Natural Gas Fired Combined Cycle | 82.5 | 72 | Industrial CHP
6541 | Formosa Plastics Corp | 10554 | Formosa Utility Venture Ltd | TBG3 | Natural Gas Fired Combined Cycle | 82.5 | 72 | Industrial CHP
6541 | Formosa Plastics Corp | 10554 | Formosa Utility Venture Ltd | TBG4 | Natural Gas Fired Combined Cycle | 82.5 | 72 | Industrial CHP
6541 | Formosa Plastics Corp | 10554 | Formosa Utility Venture Ltd | TBG5 | Natural Gas Fired Combined Cycle | 82.5 | 72 | Industrial CHP
6541 | Formosa Plastics Corp | 10554 | Formosa Utility Venture Ltd | TBG6 | Natural Gas Fired Combined Cycle | 85.9 | 72 | Industrial CHP
6541 | Formosa Plastics Corp | 56708 | CFB Power Plant | G2101 | Natural Gas Steam Turbine | 155 | 143.1 | Industrial Non-CHP
6541 | Formosa Plastics Corp | 56708 | CFB Power Plant | G2201 | Natural Gas Steam Turbine | 155 | 143.1 | Industrial Non-CHP
6554 | FortisUS Energy Corp | 10196 | Moose River | GEN1 | Conventional Hydroelectric | 12.6 | 12.5 | IPP Non-CHP
6554 | FortisUS Energy Corp | 10197 | Philadlephia | GEN1 | Conventional Hydroelectric | 3.6 | 3.3 | IPP Non-CHP
6554 | FortisUS Energy Corp | 10237 | Diana Hydroelectric | GEN1 | Conventional Hydroelectric | 1.8 | 1.7 | IPP Non-CHP
6554 | FortisUS Energy Corp | 10238 | Dolgeville Hydro | GEN1 | Conventional Hydroelectric | 5 | 5 | IPP Non-CHP
6564 | Formosa Plastics Corp | 54518 | Formosa Plastics | GT2 | Natural Gas Fired Combustion Turbine | 38 | 33 | Industrial CHP
6564 | Formosa Plastics Corp | 54518 | Formosa Plastics | GT3 | Natural Gas Fired Combustion Turbine | 38.8 | 33 | Industrial CHP
6564 | Formosa Plastics Corp | 54518 | Formosa Plastics | ST1 | Natural Gas Steam Turbine | 12 | 8 | Industrial CHP
6564 | Formosa Plastics Corp | 54518 | Formosa Plastics | ST2 | Natural Gas Steam Turbine | 12 | 8 | Industrial CHP
6579 | City of Forest City- (IA) | 1138 | Forest City Light Plant | 1 | Petroleum Liquids | 1.2 | 1.3 | Electric Utility
6579 | City of Forest City- (IA) | 1138 | Forest City Light Plant | 2 | Petroleum Liquids | 2.7 | 2.2 | Electric Utility
6579 | City of Forest City- (IA) | 1138 | Forest City Light Plant | 3 | Petroleum Liquids | 3.5 | 3.3 | Electric Utility
6579 | City of Forest City- (IA) | 1138 | Forest City Light Plant | 4 | Petroleum Liquids | 6.3 | 6.1 | Electric Utility
6579 | City of Forest City- (IA) | 1138 | Forest City Light Plant | 5 | Petroleum Liquids | 0.7 | 0.7 | Electric Utility
6579 | City of Forest City- (IA) | 1138 | Forest City Light Plant | 6 | Petroleum Liquids | 7.6 | 7.6 | Electric Utility
6589 | Georgia-Pacific Consr Prods LP-Muskogee | 10362 | Muskogee Mill | GEN1 | Conventional Steam Coal | 25 | 11.7 | Industrial CHP
6589 | Georgia-Pacific Consr Prods LP-Muskogee | 10362 | Muskogee Mill | GEN2 | Conventional Steam Coal | 44.5 | 23.7 | Industrial CHP
6589 | Georgia-Pacific Consr Prods LP-Muskogee | 10362 | Muskogee Mill | GEN3 | Conventional Steam Coal | 44.5 | 36.4 | Industrial CHP
6607 | FPL Energy Vansycle LLC | 55560 | FPL Energy Vansycle LLC (WA) | V-47 | Onshore Wind Turbine | 176.9 | 176.9 | IPP Non-CHP
6607 | FPL Energy Vansycle LLC | 55989 | FPL Energy Vansycle LLC (OR) | V-47 | Onshore Wind Turbine | 122.8 | 122.8 | IPP Non-CHP
6615 | City of Fort Pierre - (SD) | 56148 | Ft. Pierre | 5 | Petroleum Liquids | 2 | 2 | Electric Utility
6615 | City of Fort Pierre - (SD) | 56148 | Ft. Pierre | 6 | Petroleum Liquids | 2 | 2 | Electric Utility
6615 | City of Fort Pierre - (SD) | 56148 | Ft. Pierre | 7 | Petroleum Liquids | 2 | 2 | Electric Utility
6616 | Fort Pierce Utilities Authority | 56400 | Treasure Coast Energy Center | CT1 | Natural Gas Fired Combined Cycle | 219.6 | 158.8 | Electric Utility
6616 | Fort Pierce Utilities Authority | 56400 | Treasure Coast Energy Center | ST1 | Natural Gas Fired Combined Cycle | 191.8 | 159.2 | Electric Utility
6632 | Fountain Valley Power LLC | 55453 | Fountain Valley Power Facility | S1 | Natural Gas Fired Combustion Turbine | 38 | 39 | IPP Non-CHP
6632 | Fountain Valley Power LLC | 55453 | Fountain Valley Power Facility | S2 | Natural Gas Fired Combustion Turbine | 38 | 39 | IPP Non-CHP
6632 | Fountain Valley Power LLC | 55453 | Fountain Valley Power Facility | S3 | Natural Gas Fired Combustion Turbine | 38 | 39 | IPP Non-CHP
6632 | Fountain Valley Power LLC | 55453 | Fountain Valley Power Facility | S4 | Natural Gas Fired Combustion Turbine | 38 | 39 | IPP Non-CHP
6632 | Fountain Valley Power LLC | 55453 | Fountain Valley Power Facility | S5 | Natural Gas Fired Combustion Turbine | 38 | 39 | IPP Non-CHP
6632 | Fountain Valley Power LLC | 55453 | Fountain Valley Power Facility | S6 | Natural Gas Fired Combustion Turbine | 38 | 39 | IPP Non-CHP
6636 | Foss Manufacturing Company LLC | 10108 | Hampton Facility | GEN1 | Petroleum Liquids | 0.5 | 0.5 | Industrial CHP
6636 | Foss Manufacturing Company LLC | 10108 | Hampton Facility | GEN2 | Petroleum Liquids | 0.5 | 0.5 | Industrial CHP
6636 | Foss Manufacturing Company LLC | 10108 | Hampton Facility | GEN3 | Petroleum Liquids | 0.7 | 0.7 | Industrial CHP
6636 | Foss Manufacturing Company LLC | 10108 | Hampton Facility | GEN4 | Petroleum Liquids | 0.7 | 0.7 | Industrial CHP
6636 | Foss Manufacturing Company LLC | 10108 | Hampton Facility | GEN5 | Petroleum Liquids | 0.7 | 0.7 | Industrial CHP
6636 | Foss Manufacturing Company LLC | 10108 | Hampton Facility | GEN6 | Petroleum Liquids | 0.7 | 0.7 | Industrial CHP
6636 | Foss Manufacturing Company LLC | 10108 | Hampton Facility | GEN8 | Natural Gas Fired Combustion Turbine | 5 | 3.8 | Industrial CHP
6652 | Fourth Branch Assoc-Long Fall | 54548 | Longfalls Facility | 1 | Conventional Hydroelectric | 3.3 | 3 | IPP Non-CHP
6659 | Foster Wheeler Power Sys Inc | 10342 | Foster Wheeler Martinez | TG1 | Natural Gas Fired Combined Cycle | 40 | 35 | IPP CHP
6659 | Foster Wheeler Power Sys Inc | 10342 | Foster Wheeler Martinez | TG2 | Natural Gas Fired Combined Cycle | 40 | 35 | IPP CHP
6659 | Foster Wheeler Power Sys Inc | 10342 | Foster Wheeler Martinez | TG3 | Natural Gas Fired Combined Cycle | 33.5 | 33.5 | IPP CHP
6667 | Ergon Refining Inc | 54918 | Ergon Refining Vicksburg | TMO1 | Natural Gas Fired Combustion Turbine | 4.8 | 4.4 | Industrial CHP
6675 | Fox Metro Water Reclamation | 50904 | Fox Metro Water Reclamation District | RU3 | Natural Gas Internal Combustion Engine | 1.1 | 1.1 | IPP CHP
6675 | Fox Metro Water Reclamation | 50904 | Fox Metro Water Reclamation District | RU4 | Natural Gas Internal Combustion Engine | 1.1 | 1.1 | IPP CHP
6693 | FPL Energy Marcus Hook LP | 55801 | FPL Energy Marcus Hook LP | CT13 | Natural Gas Fired Combined Cycle | 188.2 | 172 | IPP CHP
6693 | FPL Energy Marcus Hook LP | 55801 | FPL Energy Marcus Hook LP | CT1A | Natural Gas Fired Combined Cycle | 188.2 | 172 | IPP CHP
6693 | FPL Energy Marcus Hook LP | 55801 | FPL Energy Marcus Hook LP | CTIB | Natural Gas Fired Combined Cycle | 188.2 | 172 | IPP CHP
6693 | FPL Energy Marcus Hook LP | 55801 | FPL Energy Marcus Hook LP | STG | Natural Gas Fired Combined Cycle | 271.5 | 263 | IPP CHP
6710 | Town of Edenton - (NC) | 7429 | Edenton Generators | 1 | Petroleum Liquids | 1.2 | 1.2 | Electric Utility
6710 | Town of Edenton - (NC) | 7429 | Edenton Generators | 2 | Petroleum Liquids | 1.2 | 1.2 | Electric Utility
6715 | City of Franklin - (VA) | 55953 | Pretlow | 1 | Petroleum Liquids | 1.6 | 1.6 | Electric Utility
6715 | City of Franklin - (VA) | 55953 | Pretlow | 2 | Petroleum Liquids | 1.6 | 1.6 | Electric Utility
6715 | City of Franklin - (VA) | 55954 | Downtown | 1 | Petroleum Liquids | 1.6 | 1.6 | Electric Utility
6715 | City of Franklin - (VA) | 55954 | Downtown | 2 | Petroleum Liquids | 1.6 | 1.6 | Electric Utility
6716 | PUD No 1 of Franklin County | 56017 | Franklin/Grays | GT1 | Natural Gas Fired Combustion Turbine | 11.4 | 10.5 | Electric Utility
6716 | PUD No 1 of Franklin County | 56017 | Franklin/Grays | GT2 | Natural Gas Fired Combustion Turbine | 11.4 | 10.5 | Electric Utility
6716 | PUD No 1 of Franklin County | 56017 | Franklin/Grays | GT3 | Natural Gas Fired Combustion Turbine | 11.4 | 10.5 | Electric Utility
6716 | PUD No 1 of Franklin County | 56017 | Franklin/Grays | GT4 | Natural Gas Fired Combustion Turbine | 11.4 | 10.5 | Electric Utility
6723 | City of Franklin - (NE) | 2238 | Franklin (NE) | 1 | Natural Gas Internal Combustion Engine | 0.6 | 0.6 | Electric Utility
6723 | City of Franklin - (NE) | 2238 | Franklin (NE) | 2 | Natural Gas Internal Combustion Engine | 1.3 | 1.3 | Electric Utility
6723 | City of Franklin - (NE) | 2238 | Franklin (NE) | 3 | Natural Gas Internal Combustion Engine | 1.1 | 1.1 | Electric Utility
6723 | City of Franklin - (NE) | 2238 | Franklin (NE) | 4 | Natural Gas Internal Combustion Engine | 0.9 | 0.9 | Electric Utility
6738 | Franklin Heating Station | 54224 | Franklin Heating Station | DG4 | Petroleum Liquids | 2 | 2 | Commercial CHP
6738 | Franklin Heating Station | 54224 | Franklin Heating Station | DG5 | Petroleum Liquids | 2 | 2 | Commercial CHP
6738 | Franklin Heating Station | 54224 | Franklin Heating Station | DG6 | Natural Gas Internal Combustion Engine | 2.4 | 2.3 | Commercial CHP
6738 | Franklin Heating Station | 54224 | Franklin Heating Station | DG7 | Natural Gas Internal Combustion Engine | 2.4 | 2.3 | Commercial CHP
6738 | Franklin Heating Station | 54224 | Franklin Heating Station | EG1 | Petroleum Liquids | 2 | 2 | Commercial CHP
6738 | Franklin Heating Station | 54224 | Franklin Heating Station | EG2 | Petroleum Liquids | 2 | 2 | Commercial CHP
6738 | Franklin Heating Station | 54224 | Franklin Heating Station | EG3 | Petroleum Liquids | 2 | 2 | Commercial CHP
6738 | Franklin Heating Station | 54224 | Franklin Heating Station | GEN1 | Natural Gas Steam Turbine | 2.5 | 2 | Commercial CHP
6738 | Franklin Heating Station | 54224 | Franklin Heating Station | GEN2 | Natural Gas Steam Turbine | 2.5 | 2 | Commercial CHP
6738 | Franklin Heating Station | 54224 | Franklin Heating Station | GEN3 | Natural Gas Steam Turbine | 6.3 | 6.1 | Commercial CHP
6738 | Franklin Heating Station | 54224 | Franklin Heating Station | GEN6 | All Other | 6.5 | 2.8 | Commercial CHP
6763 | Freestone Power Generation LLC | 55226 | Freestone Energy Center | GT1 | Natural Gas Fired Combined Cycle | 166.7 | 153 | IPP Non-CHP
6763 | Freestone Power Generation LLC | 55226 | Freestone Energy Center | GT2 | Natural Gas Fired Combined Cycle | 166.7 | 153 | IPP Non-CHP
6763 | Freestone Power Generation LLC | 55226 | Freestone Energy Center | GT3 | Natural Gas Fired Combined Cycle | 166.7 | 149 | IPP Non-CHP
6763 | Freestone Power Generation LLC | 55226 | Freestone Energy Center | GT4 | Natural Gas Fired Combined Cycle | 166.7 | 149 | IPP Non-CHP
6763 | Freestone Power Generation LLC | 55226 | Freestone Energy Center | ST3 | Natural Gas Fired Combined Cycle | 184.6 | 177 | IPP Non-CHP
6763 | Freestone Power Generation LLC | 55226 | Freestone Energy Center | ST6 | Natural Gas Fired Combined Cycle | 184.6 | 172 | IPP Non-CHP
6764 | Village of Freeburg - (IL) | 943 | Freeburg | 1 | Petroleum Liquids | 0.4 | 0.4 | Electric Utility
6764 | Village of Freeburg - (IL) | 943 | Freeburg | 10 | Petroleum Liquids | 1.8 | 1.8 | Electric Utility
6764 | Village of Freeburg - (IL) | 943 | Freeburg | 11 | Petroleum Liquids | 1.8 | 1.8 | Electric Utility
6764 | Village of Freeburg - (IL) | 943 | Freeburg | 12 | Petroleum Liquids | 1.8 | 1.8 | Electric Utility
6764 | Village of Freeburg - (IL) | 943 | Freeburg | 2 | Petroleum Liquids | 0.4 | 0.4 | Electric Utility
6764 | Village of Freeburg - (IL) | 943 | Freeburg | 3 | Petroleum Liquids | 0.6 | 0.6 | Electric Utility
6764 | Village of Freeburg - (IL) | 943 | Freeburg | 4 | Petroleum Liquids | 1 | 1 | Electric Utility
6764 | Village of Freeburg - (IL) | 943 | Freeburg | 6 | Petroleum Liquids | 1.8 | 1.8 | Electric Utility
6764 | Village of Freeburg - (IL) | 943 | Freeburg | 7 | Petroleum Liquids | 2.6 | 2.6 | Electric Utility
6764 | Village of Freeburg - (IL) | 943 | Freeburg | 8 | Petroleum Liquids | 1.7 | 1.8 | Electric Utility
6764 | Village of Freeburg - (IL) | 943 | Freeburg | 9 | Petroleum Liquids | 1.8 | 1.8 | Electric Utility
6775 | Village of Freeport - (NY) | 2678 | Plant No 1 Freeport | 2 | Petroleum Liquids | 2.9 | 2.2 | Electric Utility
6775 | Village of Freeport - (NY) | 2678 | Plant No 1 Freeport | 3 | Petroleum Liquids | 3.1 | 2 | Electric Utility
6775 | Village of Freeport - (NY) | 2678 | Plant No 1 Freeport | 4 | Petroleum Liquids | 5.1 | 4.5 | Electric Utility
6775 | Village of Freeport - (NY) | 2679 | Plant No 2 Freeport | 3 | Petroleum Liquids | 18.1 | 16.8 | Electric Utility
6775 | Village of Freeport - (NY) | 2679 | Plant No 2 Freeport | CT5 | Natural Gas Fired Combustion Turbine | 60.5 | 49 | Electric Utility
6779 | City of Fremont - (NE) | 2240 | Lon Wright | 5OT | Natural Gas Fired Combustion Turbine | 40 | 40 | Electric Utility
6779 | City of Fremont - (NE) | 2240 | Lon Wright | 6 | Conventional Steam Coal | 16.5 | 15 | Electric Utility
6779 | City of Fremont - (NE) | 2240 | Lon Wright | 7 | Conventional Steam Coal | 22 | 20 | Electric Utility
6779 | City of Fremont - (NE) | 2240 | Lon Wright | 8 | Conventional Steam Coal | 91.5 | 85 | Electric Utility
6789 | French Paper Co | 10656 | French Paper Hydro | 1 | Conventional Hydroelectric | 0.3 | 0.3 | Industrial Non-CHP
6789 | French Paper Co | 10656 | French Paper Hydro | 2 | Conventional Hydroelectric | 0.4 | 0.4 | Industrial Non-CHP
6789 | French Paper Co | 10656 | French Paper Hydro | 3 | Conventional Hydroelectric | 0.4 | 0.3 | Industrial Non-CHP
6789 | French Paper Co | 10656 | French Paper Hydro | 4 | Conventional Hydroelectric | 0.2 | 0.2 | Industrial Non-CHP
6830 | Fulcrum Inc | 10735 | Barber Dam | GEN1 | Conventional Hydroelectric | 4.1 | 4 | IPP Non-CHP
6831 | Ft Worth City of | 54520 | Village Creek Water Reclamation Facility | SD1 | Natural Gas Internal Combustion Engine | 0.9 | 0.9 | Commercial CHP
6831 | Ft Worth City of | 54520 | Village Creek Water Reclamation Facility | SD2 | Natural Gas Internal Combustion Engine | 0.9 | 0.9 | Commercial CHP
6831 | Ft Worth City of | 54520 | Village Creek Water Reclamation Facility | TG1 | Other Waste Biomass | 5.3 | 4.2 | Commercial CHP
6831 | Ft Worth City of | 54520 | Village Creek Water Reclamation Facility | TG2 | Other Waste Biomass | 5.3 | 4.2 | Commercial CHP
6832 | Entergy RISE | 55107 | Entergy Rhode Island State Energy LP | CTG1 | Natural Gas Fired Combined Cycle | 196 | 160 | IPP Non-CHP
6832 | Entergy RISE | 55107 | Entergy Rhode Island State Energy LP | CTG2 | Natural Gas Fired Combined Cycle | 196 | 160 | IPP Non-CHP
6832 | Entergy RISE | 55107 | Entergy Rhode Island State Energy LP | STG1 | Natural Gas Fired Combined Cycle | 204 | 218 | IPP Non-CHP
6833 | Cherokee County Cogen Partners LLC | 55043 | Cherokee County Cogen | GT1 | Natural Gas Fired Combined Cycle | 60 | 51 | IPP CHP
6833 | Cherokee County Cogen Partners LLC | 55043 | Cherokee County Cogen | ST1 | Natural Gas Fired Combined Cycle | 41.2 | 35 | IPP CHP
6838 | CCI Rensselaer LLC | 54034 | Rensselaer Cogen | GEN1 | Natural Gas Fired Combined Cycle | 49.2 | 47 | IPP Non-CHP
6838 | CCI Rensselaer LLC | 54034 | Rensselaer Cogen | GEN2 | Natural Gas Fired Combined Cycle | 39 | 33.4 | IPP Non-CHP
6839 | City of Fulton - (MO) | 2126 | Fulton (MO) | GT4 | Natural Gas Fired Combustion Turbine | 21.2 | 15 | Electric Utility
6839 | City of Fulton - (MO) | 2126 | Fulton (MO) | IC1 | Petroleum Liquids | 5 | 4.1 | Electric Utility
6839 | City of Fulton - (MO) | 2126 | Fulton (MO) | IC3 | Petroleum Liquids | 7 | 6.2 | Electric Utility
6844 | FPLE Forney LP | 55480 | Forney Energy Center | ST1 | Natural Gas Fired Combined Cycle | 416 | 415 | IPP Non-CHP
6844 | FPLE Forney LP | 55480 | Forney Energy Center | ST2 | Natural Gas Fired Combined Cycle | 416 | 415 | IPP Non-CHP
6844 | FPLE Forney LP | 55480 | Forney Energy Center | U1 | Natural Gas Fired Combined Cycle | 169.8 | 155 | IPP Non-CHP
6844 | FPLE Forney LP | 55480 | Forney Energy Center | U2 | Natural Gas Fired Combined Cycle | 169.8 | 155 | IPP Non-CHP
6844 | FPLE Forney LP | 55480 | Forney Energy Center | U3 | Natural Gas Fired Combined Cycle | 169.8 | 155 | IPP Non-CHP
6844 | FPLE Forney LP | 55480 | Forney Energy Center | U4 | Natural Gas Fired Combined Cycle | 169.8 | 155 | IPP Non-CHP
6844 | FPLE Forney LP | 55480 | Forney Energy Center | U5 | Natural Gas Fired Combined Cycle | 169.8 | 155 | IPP Non-CHP
6844 | FPLE Forney LP | 55480 | Forney Energy Center | U6 | Natural Gas Fired Combined Cycle | 169.8 | 155 | IPP Non-CHP
6850 | FPL Energy Hancock County Wind, LLC | 56010 | Hancock County Wind Energy Center | V-47 | Onshore Wind Turbine | 98 | 98 | IPP Non-CHP
6854 | NextEra Energy Seabrook LLC | 6115 | Seabrook | 1 | Nuclear | 1242 | 1246.2 | IPP Non-CHP
6862 | FPL Energy Pennsylvania Wind LLC | 55370 | Green Mountain Wind Farm | N60 | Onshore Wind Turbine | 10.4 | 10.4 | IPP Non-CHP
6865 | FPL Energy Meyersdale Windpower LLC | 56052 | Meyersdale Windpower | GE15 | Onshore Wind Turbine | 30 | 30 | IPP Non-CHP
6870 | Backbone Mountain Windpower, LLC | 55986 | Mountaineer Wind Energy Center | WT1 | Onshore Wind Turbine | 66 | 66 | IPP Non-CHP
6883 | Evanston Board of Education | 54788 | Evanston Township High School | GEN1 | Natural Gas Internal Combustion Engine | 0.8 | 0.8 | Commercial Non-CHP
6883 | Evanston Board of Education | 54788 | Evanston Township High School | GEN2 | Natural Gas Internal Combustion Engine | 0.8 | 0.8 | Commercial Non-CHP
6883 | Evanston Board of Education | 54788 | Evanston Township High School | GEN3 | Natural Gas Internal Combustion Engine | 0.8 | 0.8 | Commercial Non-CHP
6889 | GAMET | 54906 | Georgia Pacific Center | 01 | Petroleum Liquids | 0.7 | 0.7 | Commercial Non-CHP
6889 | GAMET | 54906 | Georgia Pacific Center | 02 | Petroleum Liquids | 0.7 | 0.7 | Commercial Non-CHP
6909 | Gainesville Regional Utilities | 663 | Deerhaven Generating Station | 1 | Natural Gas Steam Turbine | 75 | 75 | Electric Utility
6909 | Gainesville Regional Utilities | 663 | Deerhaven Generating Station | 2 | Conventional Steam Coal | 250.7 | 232 | Electric Utility
6909 | Gainesville Regional Utilities | 663 | Deerhaven Generating Station | GT1 | Natural Gas Fired Combustion Turbine | 24.6 | 17.5 | Electric Utility
6909 | Gainesville Regional Utilities | 663 | Deerhaven Generating Station | GT2 | Natural Gas Fired Combustion Turbine | 24.6 | 17.5 | Electric Utility
6909 | Gainesville Regional Utilities | 663 | Deerhaven Generating Station | GT3 | Natural Gas Fired Combustion Turbine | 96.1 | 75 | Electric Utility
6909 | Gainesville Regional Utilities | 664 | John R Kelly | 8 | Natural Gas Fired Combined Cycle | 50 | 37 | Electric Utility
6909 | Gainesville Regional Utilities | 664 | John R Kelly | CT04 | Natural Gas Fired Combined Cycle | 96.1 | 75 | Electric Utility
6909 | Gainesville Regional Utilities | 56518 | South Energy Center | GT1 | Natural Gas Fired Combustion Turbine | 4.1 | 4.3 | Electric Utility
6915 | Galena Electric Utility | 7437 | Galena Electric Utility | 1A | Petroleum Liquids | 0.8 | 0.8 | Electric Utility
6915 | Galena Electric Utility | 7437 | Galena Electric Utility | 3A | Petroleum Liquids | 0.8 | 0.8 | Electric Utility
6915 | Galena Electric Utility | 7437 | Galena Electric Utility | 4A | Petroleum Liquids | 1 | 1 | Electric Utility
6915 | Galena Electric Utility | 7437 | Galena Electric Utility | 5A | Petroleum Liquids | 0.8 | 0.8 | Electric Utility
6915 | Galena Electric Utility | 7437 | Galena Electric Utility | 6 | Petroleum Liquids | 0.5 | 0.5 | Electric Utility
6924 | City of Gallatin - (MO) | 2127 | Gallatin (MO) | 2A | Petroleum Liquids | 1.1 | 1 | Electric Utility
6924 | City of Gallatin - (MO) | 2127 | Gallatin (MO) | 3A | Petroleum Liquids | 1.1 | 1 | Electric Utility
6924 | City of Gallatin - (MO) | 2127 | Gallatin (MO) | IC4 | Petroleum Liquids | 2.5 | 2.5 | Electric Utility
6924 | City of Gallatin - (MO) | 2127 | Gallatin (MO) | IC6 | Petroleum Liquids | 2.5 | 2.5 | Electric Utility
6949 | City of Gardner - (KS) | 7281 | Gardner Energy Center | CT1 | Natural Gas Fired Combustion Turbine | 19.6 | 13.5 | Electric Utility
6949 | City of Gardner - (KS) | 7281 | Gardner Energy Center | CT2 | Natural Gas Fired Combustion Turbine | 19.6 | 13.5 | Electric Utility
6957 | Garkane Energy Coop, Inc | 3699 | Boulder | 1 | Conventional Hydroelectric | 1.4 | 1.4 | Electric Utility
6957 | Garkane Energy Coop, Inc | 3699 | Boulder | 2 | Conventional Hydroelectric | 1.4 | 1.4 | Electric Utility
6957 | Garkane Energy Coop, Inc | 3699 | Boulder | 3 | Conventional Hydroelectric | 1.4 | 1.4 | Electric Utility
6957 | Garkane Energy Coop, Inc | 56899 | IRC Generator Facility | 290 | Petroleum Liquids | 1.5 | 1.5 | Electric Utility
6957 | Garkane Energy Coop, Inc | 56899 | IRC Generator Facility | 291 | Petroleum Liquids | 1.5 | 1.5 | Electric Utility
6958 | City of Garland - (TX) | 794 | Lewisville | 1 | Conventional Hydroelectric | 2.8 | 2 | Electric Utility
6958 | City of Garland - (TX) | 3576 | Ray Olinger | 1 | Natural Gas Steam Turbine | 75 | 75 | Electric Utility
6958 | City of Garland - (TX) | 3576 | Ray Olinger | 2 | Natural Gas Steam Turbine | 113.4 | 107 | Electric Utility
6958 | City of Garland - (TX) | 3576 | Ray Olinger | 3 | Natural Gas Steam Turbine | 156.6 | 138 | Electric Utility
6958 | City of Garland - (TX) | 3576 | Ray Olinger | 4 | Natural Gas Fired Combustion Turbine | 82.7 | 75 | Electric Utility
6958 | City of Garland - (TX) | 4266 | Spencer | 4 | Natural Gas Steam Turbine | 61.1 | 61 | Electric Utility
6958 | City of Garland - (TX) | 4266 | Spencer | 5 | Natural Gas Steam Turbine | 65.4 | 61 | Electric Utility
6965 | City of Garnett - (KS) | 1278 | Garnett Municipal | 1 | Petroleum Liquids | 1.5 | 1.3 | Electric Utility
6965 | City of Garnett - (KS) | 1278 | Garnett Municipal | 2 | Petroleum Liquids | 0.4 | 0.3 | Electric Utility
6965 | City of Garnett - (KS) | 1278 | Garnett Municipal | 3 | Petroleum Liquids | 1.5 | 1.3 | Electric Utility
6965 | City of Garnett - (KS) | 1278 | Garnett Municipal | 4 | Petroleum Liquids | 0.9 | 0.8 | Electric Utility
6965 | City of Garnett - (KS) | 1278 | Garnett Municipal | 7 | Petroleum Liquids | 2.5 | 2.2 | Electric Utility
6965 | City of Garnett - (KS) | 1278 | Garnett Municipal | IC5 | Petroleum Liquids | 2.4 | 2.1 | Electric Utility
6965 | City of Garnett - (KS) | 1278 | Garnett Municipal | IC6 | Petroleum Liquids | 2.5 | 2.2 | Electric Utility
6985 | Garwin McNeilus | 56054 | G McNeilus Wind Farm Dodge Center | GM1 | Onshore Wind Turbine | 32 | 32 | IPP Non-CHP
6985 | Garwin McNeilus | 56054 | G McNeilus Wind Farm Dodge Center | GM2 | Onshore Wind Turbine | 8 | 8 | IPP Non-CHP
6985 | Garwin McNeilus | 56054 | G McNeilus Wind Farm Dodge Center | GM3 | Onshore Wind Turbine | 3 | 3 | IPP Non-CHP
6985 | Garwin McNeilus | 56307 | Adams Wind Farm | 1 | Onshore Wind Turbine | 14 | 14 | IPP Non-CHP
6985 | Garwin McNeilus | 56307 | Adams Wind Farm | 2 | Onshore Wind Turbine | 10 | 10 | IPP Non-CHP
6996 | Western Refining Southwest Inc | 50997 | Gallup Refinery | GEN1 | Natural Gas Fired Combustion Turbine | 3 | 2.9 | Industrial CHP
6996 | Western Refining Southwest Inc | 50997 | Gallup Refinery | GEN2 | Natural Gas Fired Combustion Turbine | 3 | 2.9 | Industrial CHP
7004 | Buckeye Power, Inc | 55228 | Greenville Electric Generating Station | GT1 | Natural Gas Fired Combustion Turbine | 59 | 49 | Electric Utility
7004 | Buckeye Power, Inc | 55228 | Greenville Electric Generating Station | GT2 | Natural Gas Fired Combustion Turbine | 59 | 49 | Electric Utility
7004 | Buckeye Power, Inc | 55228 | Greenville Electric Generating Station | GT3 | Natural Gas Fired Combustion Turbine | 59 | 49 | Electric Utility
7004 | Buckeye Power, Inc | 55228 | Greenville Electric Generating Station | GT4 | Natural Gas Fired Combustion Turbine | 59 | 49 | Electric Utility
7011 | Gas Recovery Services-IL Inc | 55592 | Mallard Lake Electric | 1 | Landfill Gas | 5 | 3.8 | IPP Non-CHP
7011 | Gas Recovery Services-IL Inc | 55592 | Mallard Lake Electric | 2 | Landfill Gas | 5 | 3.8 | IPP Non-CHP
7011 | Gas Recovery Services-IL Inc | 55592 | Mallard Lake Electric | 4 | Landfill Gas | 10 | 7.6 | IPP Non-CHP
7019 | Gay & Robinson Inc | 50333 | Gay Robinson | DSL5 | Petroleum Liquids | 0.5 | 0.5 | Industrial Non-CHP
7019 | Gay & Robinson Inc | 50333 | Gay Robinson | DSL6 | Petroleum Liquids | 0.5 | 0.5 | Industrial Non-CHP
7019 | Gay & Robinson Inc | 50333 | Gay Robinson | HYD2 | Conventional Hydroelectric | 1.2 | 0.8 | Industrial Non-CHP
7043 | Temple-Inland Corp | 54427 | Gaylord Container Bogalusa | NO10 | Wood/Wood Waste Biomass | 37 | 34.4 | Industrial CHP
7043 | Temple-Inland Corp | 54427 | Gaylord Container Bogalusa | NO8 | Wood/Wood Waste Biomass | 25 | 22.5 | Industrial CHP
7043 | Temple-Inland Corp | 54427 | Gaylord Container Bogalusa | NO9 | Wood/Wood Waste Biomass | 37.5 | 34.9 | Industrial CHP
7049 | General Electric Aircraft Engines | 10029 | General Electric Aircraft Engines | GEN5 | Natural Gas Steam Turbine | 10 | 8.5 | Industrial CHP
7049 | General Electric Aircraft Engines | 10029 | General Electric Aircraft Engines | GEN6 | Natural Gas Steam Turbine | 10 | 8.5 | Industrial CHP
7049 | General Electric Aircraft Engines | 10029 | General Electric Aircraft Engines | GEN7 | Natural Gas Steam Turbine | 12.5 | 11 | Industrial CHP
7049 | General Electric Aircraft Engines | 10029 | General Electric Aircraft Engines | GEN8 | Natural Gas Fired Combustion Turbine | 21.1 | 19.1 | Industrial CHP
7057 | General Mills Inc | 54924 | General Mills West Chicago | 1 | Natural Gas Internal Combustion Engine | 0.8 | 0.8 | Industrial CHP
7057 | General Mills Inc | 54924 | General Mills West Chicago | 2 | Natural Gas Internal Combustion Engine | 0.8 | 0.8 | Industrial CHP
7057 | General Mills Inc | 54924 | General Mills West Chicago | 3 | Natural Gas Internal Combustion Engine | 0.8 | 0.8 | Industrial CHP
7057 | General Mills Inc | 54924 | General Mills West Chicago | 4 | Natural Gas Internal Combustion Engine | 0.8 | 0.8 | Industrial CHP
7057 | General Mills Inc | 54924 | General Mills West Chicago | 5 | Natural Gas Internal Combustion Engine | 0.8 | 0.8 | Industrial CHP
7057 | General Mills Inc | 54924 | General Mills West Chicago | 6 | Natural Gas Internal Combustion Engine | 0.8 | 0.8 | Industrial CHP
7057 | General Mills Inc | 54924 | General Mills West Chicago | 7 | Natural Gas Internal Combustion Engine | 0.8 | 0.8 | Industrial CHP
7057 | General Mills Inc | 54924 | General Mills West Chicago | 8 | Natural Gas Internal Combustion Engine | 0.8 | 0.8 | Industrial CHP
7067 | Tata Chemicals Partners | 54318 | General Chemical | TG1 | Conventional Steam Coal | 15 | 15 | Industrial CHP
7067 | Tata Chemicals Partners | 54318 | General Chemical | TG2 | Conventional Steam Coal | 15 | 15 | Industrial CHP
7075 | General Electric Co | 10058 | General Electric Diesel Engine Plant | REGN | Petroleum Liquids | 4.4 | 4.3 | Industrial Non-CHP
7080 | General Electric Co | 10059 | General Electric Great Falls Upper Hydro | 1575 | Conventional Hydroelectric | 1.6 | 1.6 | Industrial Non-CHP
7080 | General Electric Co | 10059 | General Electric Great Falls Upper Hydro | 500 | Conventional Hydroelectric | 0.5 | 0.5 | Industrial Non-CHP
7092 | General Mills Inc | 54564 | General Mills Inc | GEN1 | Natural Gas Fired Combustion Turbine | 3.8 | 3.4 | Industrial CHP
7095 | City of Geneseo - (IL) | 944 | Geneseo | 1 | Natural Gas Internal Combustion Engine | 5.6 | 4.4 | Electric Utility
7095 | City of Geneseo - (IL) | 944 | Geneseo | 10 | Onshore Wind Turbine | 1.5 | 1.5 | Electric Utility
7095 | City of Geneseo - (IL) | 944 | Geneseo | 11 | Onshore Wind Turbine | 1.5 | 1.5 | Electric Utility
7095 | City of Geneseo - (IL) | 944 | Geneseo | 2 | Natural Gas Internal Combustion Engine | 3.5 | 2.8 | Electric Utility
7095 | City of Geneseo - (IL) | 944 | Geneseo | 3 | Natural Gas Internal Combustion Engine | 3.5 | 2.8 | Electric Utility
7095 | City of Geneseo - (IL) | 944 | Geneseo | 4 | Natural Gas Internal Combustion Engine | 1.6 | 1.3 | Electric Utility
7095 | City of Geneseo - (IL) | 944 | Geneseo | 5A | Natural Gas Internal Combustion Engine | 4.4 | 3.4 | Electric Utility
7095 | City of Geneseo - (IL) | 944 | Geneseo | 6A | Natural Gas Internal Combustion Engine | 3 | 2.4 | Electric Utility
7095 | City of Geneseo - (IL) | 944 | Geneseo | 7 | Natural Gas Internal Combustion Engine | 3 | 2.4 | Electric Utility
7095 | City of Geneseo - (IL) | 944 | Geneseo | 9 | Petroleum Liquids | 4.8 | 3.8 | Electric Utility
7096 | City of Geneva- (IL) | 56462 | Geneva Generation Facility | GEN 1 | Natural Gas Internal Combustion Engine | 5.9 | 5.4 | Electric Utility
7096 | City of Geneva- (IL) | 56462 | Geneva Generation Facility | GEN 2 | Natural Gas Internal Combustion Engine | 5.9 | 5.4 | Electric Utility
7096 | City of Geneva- (IL) | 56462 | Geneva Generation Facility | GEN 3 | Natural Gas Internal Combustion Engine | 5.9 | 5.4 | Electric Utility
7096 | City of Geneva- (IL) | 56462 | Geneva Generation Facility | GEN 4 | Natural Gas Internal Combustion Engine | 5.9 | 5.4 | Electric Utility
7096 | City of Geneva- (IL) | 56462 | Geneva Generation Facility | GEN 5 | Natural Gas Internal Combustion Engine | 5.9 | 5.4 | Electric Utility
7100 | Village of Genoa - (OH) | 56181 | Genoa Diesel Generating Station | 1 | Petroleum Liquids | 2 | 2 | Electric Utility
7100 | Village of Genoa - (OH) | 56181 | Genoa Diesel Generating Station | 2 | Petroleum Liquids | 2 | 2 | Electric Utility
7100 | Village of Genoa - (OH) | 56181 | Genoa Diesel Generating Station | 3 | Petroleum Liquids | 2 | 2 | Electric Utility
7127 | Georgia-Pacific Consr Prods LP-Savannah | 10361 | Savannah River Mill | GEN1 | Natural Gas Fired Combustion Turbine | 25.2 | 21.4 | Industrial CHP
7127 | Georgia-Pacific Consr Prods LP-Savannah | 10361 | Savannah River Mill | GEN2 | Natural Gas Fired Combustion Turbine | 25.2 | 21.4 | Industrial CHP
7127 | Georgia-Pacific Consr Prods LP-Savannah | 10361 | Savannah River Mill | GEN3 | Petroleum Coke | 45 | 41.9 | Industrial CHP
7127 | Georgia-Pacific Consr Prods LP-Savannah | 10361 | Savannah River Mill | GEN4 | Petroleum Coke | 45 | 41.9 | Industrial CHP
7136 | Georgia-Pacific Consr Prods LP-Naheola | 10699 | Georgia-Pacific Consr Prods LP-Naheola | GEN1 | Wood/Wood Waste Biomass | 15.6 | 14.5 | Industrial CHP
7136 | Georgia-Pacific Consr Prods LP-Naheola | 10699 | Georgia-Pacific Consr Prods LP-Naheola | GEN2 | Wood/Wood Waste Biomass | 15.6 | 14.5 | Industrial CHP
7136 | Georgia-Pacific Consr Prods LP-Naheola | 10699 | Georgia-Pacific Consr Prods LP-Naheola | GT3 | Wood/Wood Waste Biomass | 47.1 | 43.8 | Industrial CHP
7140 | Georgia Power Co | 649 | Vogtle | 1 | Nuclear | 1160 | 1150 | Electric Utility
7140 | Georgia Power Co | 649 | Vogtle | 2 | Nuclear | 1160 | 1152 | Electric Utility
7140 | Georgia Power Co | 702 | Bartletts Ferry | 1 | Conventional Hydroelectric | 15 | 16.4 | Electric Utility
7140 | Georgia Power Co | 702 | Bartletts Ferry | 2 | Conventional Hydroelectric | 15 | 16.4 | Electric Utility
7140 | Georgia Power Co | 702 | Bartletts Ferry | 3 | Conventional Hydroelectric | 15 | 16.4 | Electric Utility
7140 | Georgia Power Co | 702 | Bartletts Ferry | 4 | Conventional Hydroelectric | 20 | 22.1 | Electric Utility
7140 | Georgia Power Co | 702 | Bartletts Ferry | 5 | Conventional Hydroelectric | 54 | 59.2 | Electric Utility
7140 | Georgia Power Co | 702 | Bartletts Ferry | 6 | Conventional Hydroelectric | 54 | 59.2 | Electric Utility
7140 | Georgia Power Co | 703 | Bowen | 1 | Conventional Steam Coal | 805.8 | 724 | Electric Utility
7140 | Georgia Power Co | 703 | Bowen | 2 | Conventional Steam Coal | 788.8 | 724 | Electric Utility
7140 | Georgia Power Co | 703 | Bowen | 3 | Conventional Steam Coal | 952 | 892 | Electric Utility
7140 | Georgia Power Co | 703 | Bowen | 4 | Conventional Steam Coal | 952 | 862 | Electric Utility
7140 | Georgia Power Co | 704 | Burton Dam | 1 | Conventional Hydroelectric | 3 | 4.8 | Electric Utility
7140 | Georgia Power Co | 704 | Burton Dam | 2 | Conventional Hydroelectric | 3 | 4.7 | Electric Utility
7140 | Georgia Power Co | 706 | Flint River | 1 | Conventional Hydroelectric | 1.8 | 2.2 | Electric Utility
7140 | Georgia Power Co | 706 | Flint River | 2 | Conventional Hydroelectric | 1.8 | 2.2 | Electric Utility
7140 | Georgia Power Co | 706 | Flint River | 3 | Conventional Hydroelectric | 1.8 | 2.1 | Electric Utility
7140 | Georgia Power Co | 707 | Goat Rock | 3 | Conventional Hydroelectric | 5 | 5 | Electric Utility
7140 | Georgia Power Co | 707 | Goat Rock | 4 | Conventional Hydroelectric | 5 | 5 | Electric Utility
7140 | Georgia Power Co | 707 | Goat Rock | 5 | Conventional Hydroelectric | 5 | 5 | Electric Utility
7140 | Georgia Power Co | 707 | Goat Rock | 6 | Conventional Hydroelectric | 5 | 5 | Electric Utility
7140 | Georgia Power Co | 707 | Goat Rock | 7 | Conventional Hydroelectric | 9.3 | 9.4 | Electric Utility
7140 | Georgia Power Co | 707 | Goat Rock | 8 | Conventional Hydroelectric | 9.3 | 9.4 | Electric Utility
7140 | Georgia Power Co | 708 | Hammond | 1 | Conventional Steam Coal | 125 | 110 | Electric Utility
7140 | Georgia Power Co | 708 | Hammond | 2 | Conventional Steam Coal | 125 | 110 | Electric Utility
7140 | Georgia Power Co | 708 | Hammond | 3 | Conventional Steam Coal | 125 | 110 | Electric Utility
7140 | Georgia Power Co | 708 | Hammond | 4 | Conventional Steam Coal | 578 | 510 | Electric Utility
7140 | Georgia Power Co | 709 | Harllee Branch | 1 | Conventional Steam Coal | 299.2 | 269 | Electric Utility
7140 | Georgia Power Co | 709 | Harllee Branch | 3 | Conventional Steam Coal | 544 | 488 | Electric Utility
7140 | Georgia Power Co | 709 | Harllee Branch | 4 | Conventional Steam Coal | 544 | 507 | Electric Utility
7140 | Georgia Power Co | 710 | Jack McDonough | 3A | Natural Gas Fired Combustion Turbine | 41.8 | 32 | Electric Utility
7140 | Georgia Power Co | 710 | Jack McDonough | 3B | Natural Gas Fired Combustion Turbine | 41.8 | 32 | Electric Utility
7140 | Georgia Power Co | 710 | Jack McDonough | 4 | Natural Gas Fired Combined Cycle | 375 | 375 | Electric Utility
7140 | Georgia Power Co | 710 | Jack McDonough | 5 | Natural Gas Fired Combined Cycle | 375 | 375 | Electric Utility
7140 | Georgia Power Co | 710 | Jack McDonough | 5ACT | Natural Gas Fired Combined Cycle | 232.5 | 231.5 | Electric Utility
7140 | Georgia Power Co | 710 | Jack McDonough | 5BCT | Natural Gas Fired Combined Cycle | 232.5 | 231.5 | Electric Utility
7140 | Georgia Power Co | 710 | Jack McDonough | 6 | Natural Gas Fired Combined Cycle | 375 | 375 | Electric Utility
7140 | Georgia Power Co | 710 | Jack McDonough | 6ACT | Natural Gas Fired Combined Cycle | 232.5 | 231.5 | Electric Utility
7140 | Georgia Power Co | 710 | Jack McDonough | 6BCT | Natural Gas Fired Combined Cycle | 232.5 | 231.5 | Electric Utility
7140 | Georgia Power Co | 710 | Jack McDonough | CT4A | Natural Gas Fired Combined Cycle | 232.5 | 231.5 | Electric Utility
7140 | Georgia Power Co | 710 | Jack McDonough | CT4B | Natural Gas Fired Combined Cycle | 232.5 | 231.5 | Electric Utility
7140 | Georgia Power Co | 711 | Langdale | 5 | Conventional Hydroelectric | 0.5 | 0.1 | Electric Utility
7140 | Georgia Power Co | 711 | Langdale | 6 | Conventional Hydroelectric | 0.5 | 0.1 | Electric Utility
7140 | Georgia Power Co | 712 | Lloyd Shoals | 1 | Conventional Hydroelectric | 2.4 | 3.7 | Electric Utility
7140 | Georgia Power Co | 712 | Lloyd Shoals | 2 | Conventional Hydroelectric | 2.4 | 3.7 | Electric Utility
7140 | Georgia Power Co | 712 | Lloyd Shoals | 3 | Conventional Hydroelectric | 2.4 | 3.7 | Electric Utility
7140 | Georgia Power Co | 712 | Lloyd Shoals | 4 | Conventional Hydroelectric | 2.4 | 3.8 | Electric Utility
7140 | Georgia Power Co | 712 | Lloyd Shoals | 5 | Conventional Hydroelectric | 2.4 | 3.8 | Electric Utility
7140 | Georgia Power Co | 712 | Lloyd Shoals | 6 | Conventional Hydroelectric | 2.4 | 3.8 | Electric Utility
7140 | Georgia Power Co | 715 | McManus | 1 | Petroleum Liquids | 50 | 43 | Electric Utility
7140 | Georgia Power Co | 715 | McManus | 2 | Petroleum Liquids | 93.7 | 79 | Electric Utility
7140 | Georgia Power Co | 715 | McManus | 3A | Petroleum Liquids | 55.4 | 46 | Electric Utility
7140 | Georgia Power Co | 715 | McManus | 3B | Petroleum Liquids | 55.4 | 46 | Electric Utility
7140 | Georgia Power Co | 715 | McManus | 3C | Petroleum Liquids | 55.4 | 46 | Electric Utility
7140 | Georgia Power Co | 715 | McManus | 4A | Petroleum Liquids | 55.4 | 46 | Electric Utility
7140 | Georgia Power Co | 715 | McManus | 4B | Petroleum Liquids | 55.4 | 46 | Electric Utility
7140 | Georgia Power Co | 715 | McManus | 4C | Petroleum Liquids | 55.4 | 46 | Electric Utility
7140 | Georgia Power Co | 715 | McManus | 4D | Petroleum Liquids | 55.4 | 46 | Electric Utility
7140 | Georgia Power Co | 715 | McManus | 4E | Petroleum Liquids | 55.4 | 46 | Electric Utility
7140 | Georgia Power Co | 715 | McManus | 4F | Petroleum Liquids | 55.4 | 46 | Electric Utility
7140 | Georgia Power Co | 715 | McManus | IC1 | Petroleum Liquids | 2 | 2 | Electric Utility
7140 | Georgia Power Co | 717 | Morgan Falls | 1 | Conventional Hydroelectric | 2.4 | 1.5 | Electric Utility
7140 | Georgia Power Co | 717 | Morgan Falls | 2 | Conventional Hydroelectric | 2.4 | 1.5 | Electric Utility
7140 | Georgia Power Co | 717 | Morgan Falls | 3 | Conventional Hydroelectric | 2.4 | 1.5 | Electric Utility
7140 | Georgia Power Co | 717 | Morgan Falls | 4 | Conventional Hydroelectric | 2.4 | 1.5 | Electric Utility
7140 | Georgia Power Co | 717 | Morgan Falls | 5 | Conventional Hydroelectric | 2.4 | 1.5 | Electric Utility
7140 | Georgia Power Co | 717 | Morgan Falls | 6 | Conventional Hydroelectric | 2.4 | 1.5 | Electric Utility
7140 | Georgia Power Co | 717 | Morgan Falls | 7 | Conventional Hydroelectric | 2.4 | 1.5 | Electric Utility
7140 | Georgia Power Co | 718 | Nacoochee | 1 | Conventional Hydroelectric | 2.4 | 3 | Electric Utility
7140 | Georgia Power Co | 718 | Nacoochee | 2 | Conventional Hydroelectric | 2.4 | 3 | Electric Utility
7140 | Georgia Power Co | 719 | North Highlands | 1 | Conventional Hydroelectric | 9.2 | 10.7 | Electric Utility
7140 | Georgia Power Co | 719 | North Highlands | 2 | Conventional Hydroelectric | 9.2 | 10.7 | Electric Utility
7140 | Georgia Power Co | 719 | North Highlands | 3 | Conventional Hydroelectric | 9.2 | 10.7 | Electric Utility
7140 | Georgia Power Co | 719 | North Highlands | 4 | Conventional Hydroelectric | 2 | 2.3 | Electric Utility
7140 | Georgia Power Co | 720 | Oliver Dam | 1 | Conventional Hydroelectric | 18 | 17.8 | Electric Utility
7140 | Georgia Power Co | 720 | Oliver Dam | 2 | Conventional Hydroelectric | 18 | 17.8 | Electric Utility
7140 | Georgia Power Co | 720 | Oliver Dam | 3 | Conventional Hydroelectric | 18 | 17.8 | Electric Utility
7140 | Georgia Power Co | 720 | Oliver Dam | 4 | Conventional Hydroelectric | 6 | 5.8 | Electric Utility
7140 | Georgia Power Co | 722 | Sinclair Dam | 1 | Conventional Hydroelectric | 22.5 | 21.9 | Electric Utility
7140 | Georgia Power Co | 722 | Sinclair Dam | 2 | Conventional Hydroelectric | 22.5 | 21.9 | Electric Utility
7140 | Georgia Power Co | 723 | Tallulah Falls | 1 | Conventional Hydroelectric | 12 | 12.1 | Electric Utility
7140 | Georgia Power Co | 723 | Tallulah Falls | 2 | Conventional Hydroelectric | 12 | 12.1 | Electric Utility
7140 | Georgia Power Co | 723 | Tallulah Falls | 3 | Conventional Hydroelectric | 12 | 12.1 | Electric Utility
7140 | Georgia Power Co | 723 | Tallulah Falls | 4 | Conventional Hydroelectric | 12 | 12.2 | Electric Utility
7140 | Georgia Power Co | 723 | Tallulah Falls | 5 | Conventional Hydroelectric | 12 | 12.2 | Electric Utility
7140 | Georgia Power Co | 723 | Tallulah Falls | 6 | Conventional Hydroelectric | 12 | 12.2 | Electric Utility
7140 | Georgia Power Co | 724 | Terrora | 1 | Conventional Hydroelectric | 8 | 8.3 | Electric Utility
7140 | Georgia Power Co | 724 | Terrora | 2 | Conventional Hydroelectric | 8 | 8.3 | Electric Utility
7140 | Georgia Power Co | 725 | Tugalo | 1 | Conventional Hydroelectric | 11.2 | 13 | Electric Utility
7140 | Georgia Power Co | 725 | Tugalo | 2 | Conventional Hydroelectric | 11.2 | 13 | Electric Utility
7140 | Georgia Power Co | 725 | Tugalo | 3 | Conventional Hydroelectric | 11.2 | 13 | Electric Utility
7140 | Georgia Power Co | 725 | Tugalo | 4 | Conventional Hydroelectric | 11.2 | 13 | Electric Utility
7140 | Georgia Power Co | 727 | Mitchell (GA) | 3 | Conventional Steam Coal | 163.2 | 155 | Electric Utility
7140 | Georgia Power Co | 727 | Mitchell (GA) | 4A | Petroleum Liquids | 41.8 | 31 | Electric Utility
7140 | Georgia Power Co | 727 | Mitchell (GA) | 4B | Petroleum Liquids | 41.8 | 31 | Electric Utility
7140 | Georgia Power Co | 728 | Yates | 1 | Conventional Steam Coal | 122.5 | 97 | Electric Utility
7140 | Georgia Power Co | 728 | Yates | 2 | Conventional Steam Coal | 122.5 | 103 | Electric Utility
7140 | Georgia Power Co | 728 | Yates | 3 | Conventional Steam Coal | 122.5 | 111 | Electric Utility
7140 | Georgia Power Co | 728 | Yates | 4 | Conventional Steam Coal | 156.2 | 133 | Electric Utility
7140 | Georgia Power Co | 728 | Yates | 5 | Conventional Steam Coal | 156.2 | 135 | Electric Utility
7140 | Georgia Power Co | 728 | Yates | 6 | Conventional Steam Coal | 403.7 | 352 | Electric Utility
7140 | Georgia Power Co | 728 | Yates | 7 | Conventional Steam Coal | 403.7 | 355 | Electric Utility
7140 | Georgia Power Co | 729 | Yonah | 1 | Conventional Hydroelectric | 7.5 | 9.5 | Electric Utility
7140 | Georgia Power Co | 729 | Yonah | 2 | Conventional Hydroelectric | 7.5 | 9.5 | Electric Utility
7140 | Georgia Power Co | 729 | Yonah | 3 | Conventional Hydroelectric | 7.5 | 9.5 | Electric Utility
7140 | Georgia Power Co | 732 | Boulevard | 1 | Natural Gas Fired Combustion Turbine | 15.6 | 14 | Electric Utility
7140 | Georgia Power Co | 733 | Kraft | 2 | Conventional Steam Coal | 54.4 | 52 | Electric Utility
7140 | Georgia Power Co | 733 | Kraft | 3 | Conventional Steam Coal | 103.5 | 101 | Electric Utility
7140 | Georgia Power Co | 733 | Kraft | 4 | Natural Gas Steam Turbine | 126 | 115 | Electric Utility
7140 | Georgia Power Co | 733 | Kraft | PWA | Natural Gas Fired Combustion Turbine | 18.5 | 17 | Electric Utility
7140 | Georgia Power Co | 733 | Kraft | ST1 | Conventional Steam Coal | 50 | 48 | Electric Utility
7140 | Georgia Power Co | 6051 | Edwin I Hatch | 1 | Nuclear | 857.1 | 876 | Electric Utility
7140 | Georgia Power Co | 6051 | Edwin I Hatch | 2 | Nuclear | 864.7 | 883 | Electric Utility
7140 | Georgia Power Co | 6052 | Wansley | 1 | Conventional Steam Coal | 952 | 872 | Electric Utility
7140 | Georgia Power Co | 6052 | Wansley | 2 | Conventional Steam Coal | 952 | 872 | Electric Utility
7140 | Georgia Power Co | 6052 | Wansley | 5A | Petroleum Liquids | 52.8 | 49 | Electric Utility
7140 | Georgia Power Co | 6087 | Wallace Dam | 1 | Hydroelectric Pumped Storage | 52.2 | 53.3 | Electric Utility
7140 | Georgia Power Co | 6087 | Wallace Dam | 2 | Hydroelectric Pumped Storage | 52.2 | 53.3 | Electric Utility
7140 | Georgia Power Co | 6087 | Wallace Dam | 3 | Conventional Hydroelectric | 56.2 | 57.4 | Electric Utility
7140 | Georgia Power Co | 6087 | Wallace Dam | 4 | Conventional Hydroelectric | 56.2 | 57.4 | Electric Utility
7140 | Georgia Power Co | 6087 | Wallace Dam | 5 | Hydroelectric Pumped Storage | 52.2 | 53.3 | Electric Utility
7140 | Georgia Power Co | 6087 | Wallace Dam | 6 | Hydroelectric Pumped Storage | 52.2 | 53.3 | Electric Utility
7140 | Georgia Power Co | 6124 | McIntosh | 1 | Conventional Steam Coal | 177.6 | 138.5 | Electric Utility
7140 | Georgia Power Co | 6124 | McIntosh | CT1 | Natural Gas Fired Combustion Turbine | 101.3 | 82.2 | Electric Utility
7140 | Georgia Power Co | 6124 | McIntosh | CT2 | Natural Gas Fired Combustion Turbine | 101.3 | 82.2 | Electric Utility
7140 | Georgia Power Co | 6124 | McIntosh | CT3 | Natural Gas Fired Combustion Turbine | 101.3 | 82.2 | Electric Utility
7140 | Georgia Power Co | 6124 | McIntosh | CT4 | Natural Gas Fired Combustion Turbine | 101.3 | 82.2 | Electric Utility
7140 | Georgia Power Co | 6124 | McIntosh | CT5 | Natural Gas Fired Combustion Turbine | 101.3 | 82.2 | Electric Utility
7140 | Georgia Power Co | 6124 | McIntosh | CT6 | Natural Gas Fired Combustion Turbine | 101.3 | 82.2 | Electric Utility
7140 | Georgia Power Co | 6124 | McIntosh | CT7 | Natural Gas Fired Combustion Turbine | 101.3 | 82.2 | Electric Utility
7140 | Georgia Power Co | 6124 | McIntosh | CT8 | Natural Gas Fired Combustion Turbine | 101.3 | 82.2 | Electric Utility
7140 | Georgia Power Co | 6257 | Scherer | 1 | Conventional Steam Coal | 891 | 817 | Electric Utility
7140 | Georgia Power Co | 6257 | Scherer | 2 | Conventional Steam Coal | 891 | 857 | Electric Utility
7140 | Georgia Power Co | 6257 | Scherer | 3 | Conventional Steam Coal | 891 | 857 | Electric Utility
7140 | Georgia Power Co | 6257 | Scherer | 4 | Conventional Steam Coal | 891 | 858 | Electric Utility
7140 | Georgia Power Co | 6258 | Wilson | 5A | Petroleum Liquids | 53.1 | 41 | Electric Utility
7140 | Georgia Power Co | 6258 | Wilson | 5B | Petroleum Liquids | 53.1 | 56 | Electric Utility
7140 | Georgia Power Co | 6258 | Wilson | 5C | Petroleum Liquids | 53.1 | 49 | Electric Utility
7140 | Georgia Power Co | 6258 | Wilson | 5D | Petroleum Liquids | 53.1 | 41 | Electric Utility
7140 | Georgia Power Co | 6258 | Wilson | 5E | Petroleum Liquids | 53.1 | 54 | Electric Utility
7140 | Georgia Power Co | 6258 | Wilson | 5F | Petroleum Liquids | 53.1 | 54 | Electric Utility
7140 | Georgia Power Co | 6258 | Wilson | IC1 | Petroleum Liquids | 2.6 | 2.5 | Electric Utility
7140 | Georgia Power Co | 7348 | Robins | 1 | Natural Gas Fired Combustion Turbine | 91.9 | 80 | Electric Utility
7140 | Georgia Power Co | 7348 | Robins | 2 | Natural Gas Fired Combustion Turbine | 91.9 | 80 | Electric Utility
7140 | Georgia Power Co | 56150 | McIntosh Combined Cycle Facility | 10ST | Natural Gas Fired Combined Cycle | 281.9 | 628.5 | Electric Utility
7140 | Georgia Power Co | 56150 | McIntosh Combined Cycle Facility | 11ST | Natural Gas Fired Combined Cycle | 281.9 | 628.3 | Electric Utility
7140 | Georgia Power Co | 56150 | McIntosh Combined Cycle Facility | C10A | Natural Gas Fired Combined Cycle | 203.2 |  | Electric Utility
7140 | Georgia Power Co | 56150 | McIntosh Combined Cycle Facility | C10B | Natural Gas Fired Combined Cycle | 203.2 |  | Electric Utility
7140 | Georgia Power Co | 56150 | McIntosh Combined Cycle Facility | C11A | Natural Gas Fired Combined Cycle | 203.2 |  | Electric Utility
7140 | Georgia Power Co | 56150 | McIntosh Combined Cycle Facility | C11B | Natural Gas Fired Combined Cycle | 203.2 |  | Electric Utility
7140 | Georgia Power Co | 59556 | Dalton 2 | 1 | Solar Photovoltaic | 5.5 | 5.5 | Electric Utility
7160 | Geysers Power Co LLC | 286 | Geysers Unit 5-20 | U10 | Geothermal | 55 | 30 | IPP Non-CHP
7160 | Geysers Power Co LLC | 286 | Geysers Unit 5-20 | U11 | Geothermal | 110 | 68 | IPP Non-CHP
7160 | Geysers Power Co LLC | 286 | Geysers Unit 5-20 | U12 | Geothermal | 110 | 51 | IPP Non-CHP
7160 | Geysers Power Co LLC | 286 | Geysers Unit 5-20 | U13 | Geothermal | 138 | 65 | IPP Non-CHP
7160 | Geysers Power Co LLC | 286 | Geysers Unit 5-20 | U14 | Geothermal | 113 | 60 | IPP Non-CHP
7160 | Geysers Power Co LLC | 286 | Geysers Unit 5-20 | U16 | Geothermal | 118 | 65 | IPP Non-CHP
7160 | Geysers Power Co LLC | 286 | Geysers Unit 5-20 | U17 | Geothermal | 118 | 60 | IPP Non-CHP
7160 | Geysers Power Co LLC | 286 | Geysers Unit 5-20 | U18 | Geothermal | 118 | 60 | IPP Non-CHP
7160 | Geysers Power Co LLC | 286 | Geysers Unit 5-20 | U20 | Geothermal | 118 | 50 | IPP Non-CHP
7160 | Geysers Power Co LLC | 286 | Geysers Unit 5-20 | U5 | Geothermal | 55 | 45 | IPP Non-CHP
7160 | Geysers Power Co LLC | 286 | Geysers Unit 5-20 | U6 | Geothermal | 55 | 45 | IPP Non-CHP
7160 | Geysers Power Co LLC | 286 | Geysers Unit 5-20 | U7 | Geothermal | 55 | 40 | IPP Non-CHP
7160 | Geysers Power Co LLC | 286 | Geysers Unit 5-20 | U8 | Geothermal | 55 | 40 | IPP Non-CHP
7160 | Geysers Power Co LLC | 286 | Geysers Unit 5-20 | U9 | Geothermal | 55 | 30 | IPP Non-CHP
7160 | Geysers Power Co LLC | 510 | Sonoma California Geothermal | 1 | Geothermal | 78 | 50 | IPP Non-CHP
7160 | Geysers Power Co LLC | 10199 | West Ford Flat Power Plant | WFF1 | Geothermal | 19 | 15 | IPP Non-CHP
7160 | Geysers Power Co LLC | 10199 | West Ford Flat Power Plant | WFF2 | Geothermal | 19 | 15 | IPP Non-CHP
7160 | Geysers Power Co LLC | 10469 | Bear Canyon Power Plant | BVC1 | Geothermal | 12.2 | 8 | IPP Non-CHP
7160 | Geysers Power Co LLC | 10469 | Bear Canyon Power Plant | BVC2 | Geothermal | 12.2 | 8 | IPP Non-CHP
7160 | Geysers Power Co LLC | 50066 | Calistoga Power Plant | UNT1 | Geothermal | 88.2 | 50 | IPP Non-CHP
7160 | Geysers Power Co LLC | 50066 | Calistoga Power Plant | UNT2 | Geothermal | 88.2 | 50 | IPP Non-CHP
7160 | Geysers Power Co LLC | 52158 | Aidlin Geothermal Power Plant | GEN1 | Geothermal | 12.5 | 9 | IPP Non-CHP
7160 | Geysers Power Co LLC | 52158 | Aidlin Geothermal Power Plant | GEN2 | Geothermal | 12.5 | 9 | IPP Non-CHP
7166 | Georgia-Pacific Monticello LLC | 10610 | Georgia-Pacific Monticello Paper | GEN1 | Wood/Wood Waste Biomass | 32.6 | 22.6 | Industrial CHP
7166 | Georgia-Pacific Monticello LLC | 10610 | Georgia-Pacific Monticello Paper | GEN2 | Wood/Wood Waste Biomass | 32.2 | 31.2 | Industrial CHP
7167 | GP Big Island LLC | 50479 | Georgia-Pacific Big Island | BHG1 | Conventional Hydroelectric | 0.2 | 0.2 | Industrial CHP
7167 | GP Big Island LLC | 50479 | Georgia-Pacific Big Island | BHG2 | Conventional Hydroelectric | 0.2 | 0.2 | Industrial CHP
7167 | GP Big Island LLC | 50479 | Georgia-Pacific Big Island | GEN1 | Wood/Wood Waste Biomass | 7.5 | 6.5 | Industrial CHP
7168 | CITGO Petroleum Corp | 52175 | CITGO Refinery Powerhouse | GEN1 | Other Gases | 25 |  | Industrial CHP
7168 | CITGO Petroleum Corp | 52175 | CITGO Refinery Powerhouse | GEN2 | Other Gases | 25 | 5.6 | Industrial CHP
7168 | CITGO Petroleum Corp | 52175 | CITGO Refinery Powerhouse | GEN3 | Other Gases | 25 | 19.6 | Industrial CHP
7172 | Georgia-PacificCedar Springs LLC | 54101 | Georgia-Pacific Cedar Springs | GEN1 | Wood/Wood Waste Biomass | 50 | 45 | Industrial CHP
7172 | Georgia-PacificCedar Springs LLC | 54101 | Georgia-Pacific Cedar Springs | GEN2 | Wood/Wood Waste Biomass | 51.2 | 45 | Industrial CHP
7175 | General Mills Operations Inc | 10031 | General Mills Operations Lodi | 1 | Natural Gas Fired Combustion Turbine | 4.6 | 3.2 | Industrial CHP
7191 | Axiall Corp | 55051 | Axiall Plaquemine | X773 | Natural Gas Fired Combustion Turbine | 102 | 80 | Industrial CHP
7191 | Axiall Corp | 55051 | Axiall Plaquemine | X774 | Natural Gas Fired Combustion Turbine | 102 | 80 | Industrial CHP
7191 | Axiall Corp | 55051 | Axiall Plaquemine | X775 | Natural Gas Fired Combustion Turbine | 102 | 80 | Industrial CHP
7199 | Gilberton Power Co | 10113 | John B Rich Memorial Power Station | GEN1 | Conventional Steam Coal | 88.4 | 80 | IPP Non-CHP
7209 | The Gillette Company | 54225 | Gillette SBMC | CTG3 | Natural Gas Fired Combustion Turbine | 7.2 | 7.2 | Industrial CHP
7209 | The Gillette Company | 54225 | Gillette SBMC | DG | Petroleum Liquids | 0.5 | 0.5 | Industrial CHP
7209 | The Gillette Company | 54225 | Gillette SBMC | DG2 | Petroleum Liquids | 0.5 | 0.5 | Industrial CHP
7209 | The Gillette Company | 54225 | Gillette SBMC | DG3 | Petroleum Liquids | 1 | 1 | Industrial CHP
7209 | The Gillette Company | 54225 | Gillette SBMC | TG2 | Natural Gas Steam Turbine | 5 | 5 | Industrial CHP
7239 | General Motors Corp-Warren | 10032 | Powertrain Warren General Motors | GT1 | Natural Gas Fired Combustion Turbine | 4 | 2.7 | Industrial CHP
7257 | City of Girard - (KS) | 1279 | Girard | 1 | Natural Gas Internal Combustion Engine | 1.4 | 1.1 | Electric Utility
7257 | City of Girard - (KS) | 1279 | Girard | 4 | Natural Gas Internal Combustion Engine | 2.2 | 1.8 | Electric Utility
7257 | City of Girard - (KS) | 1279 | Girard | 6 | Natural Gas Internal Combustion Engine | 3.5 | 3.2 | Electric Utility
7257 | City of Girard - (KS) | 1279 | Girard | 7 | Natural Gas Internal Combustion Engine | 3.7 | 3.4 | Electric Utility
7292 | Glencoe Light & Power Comm | 1975 | Glencoe | 10 | Petroleum Liquids | 7 | 5.6 | Electric Utility
7292 | Glencoe Light & Power Comm | 1975 | Glencoe | 11 | Petroleum Liquids | 4.8 | 4.8 | Electric Utility
7292 | Glencoe Light & Power Comm | 1975 | Glencoe | 12 | Petroleum Liquids | 4.8 | 4.8 | Electric Utility
7292 | Glencoe Light & Power Comm | 1975 | Glencoe | 14 | Petroleum Liquids | 4.8 | 4.8 | Electric Utility
7292 | Glencoe Light & Power Comm | 1975 | Glencoe | 5 | Petroleum Liquids | 1.3 | 1 | Electric Utility
7292 | Glencoe Light & Power Comm | 1975 | Glencoe | 7 | Petroleum Liquids | 4.1 | 3.2 | Electric Utility
7292 | Glencoe Light & Power Comm | 1975 | Glencoe | 8 | Petroleum Liquids | 5.6 | 4.4 | Electric Utility
7292 | Glencoe Light & Power Comm | 1975 | Glencoe | 9 | Petroleum Liquids | 7.1 | 5.7 | Electric Utility
7294 | City of Glendale - (CA) | 377 | Grayson | 1 | Natural Gas Fired Combined Cycle | 20 | 19 | Electric Utility
7294 | City of Glendale - (CA) | 377 | Grayson | 2 | Natural Gas Fired Combined Cycle | 20 | 19 | Electric Utility
7294 | City of Glendale - (CA) | 377 | Grayson | 3 | Landfill Gas | 23 | 18 | Electric Utility
7294 | City of Glendale - (CA) | 377 | Grayson | 4 | Landfill Gas | 50 | 40 | Electric Utility
7294 | City of Glendale - (CA) | 377 | Grayson | 5 | Landfill Gas | 50 | 40 | Electric Utility
7294 | City of Glendale - (CA) | 377 | Grayson | 8A | Natural Gas Fired Combined Cycle | 25.4 | 26 | Electric Utility
7294 | City of Glendale - (CA) | 377 | Grayson | 8BC | Natural Gas Fired Combined Cycle | 55.1 | 46 | Electric Utility
7294 | City of Glendale - (CA) | 377 | Grayson | 9 | Natural Gas Fired Combustion Turbine | 57.4 | 48 | Electric Utility
7308 | Hawkeye Energy Greenport LLC | 55969 | Hawkeye Energy Greenport LLC | U-01 | Petroleum Liquids | 54 | 52.5 | IPP Non-CHP
7349 | Golden Spread Electric Cooperative, Inc | 55065 | Mustang Station | GEN1 | Natural Gas Fired Combined Cycle | 174.2 | 163 | Electric Utility
7349 | Golden Spread Electric Cooperative, Inc | 55065 | Mustang Station | GEN2 | Natural Gas Fired Combined Cycle | 174.2 | 163 | Electric Utility
7349 | Golden Spread Electric Cooperative, Inc | 55065 | Mustang Station | GEN3 | Natural Gas Fired Combined Cycle | 172.6 | 160 | Electric Utility
7349 | Golden Spread Electric Cooperative, Inc | 56326 | Mustang Station Unit 4 | GEN1 | Natural Gas Fired Combustion Turbine | 170 | 145 | Electric Utility
7349 | Golden Spread Electric Cooperative, Inc | 56326 | Mustang Station Unit 4 | GEN2 | Natural Gas Fired Combustion Turbine | 170 | 145 | Electric Utility
7349 | Golden Spread Electric Cooperative, Inc | 56326 | Mustang Station Unit 4 | GEN3 | Natural Gas Fired Combustion Turbine | 170 | 145 | Electric Utility
7349 | Golden Spread Electric Cooperative, Inc | 57865 | Antelope Station | E01 | Natural Gas Internal Combustion Engine | 9.3 | 8.9 | Electric Utility
7349 | Golden Spread Electric Cooperative, Inc | 57865 | Antelope Station | E02 | Natural Gas Internal Combustion Engine | 9.3 | 8.9 | Electric Utility
7349 | Golden Spread Electric Cooperative, Inc | 57865 | Antelope Station | E03 | Natural Gas Internal Combustion Engine | 9.3 | 8.9 | Electric Utility
7349 | Golden Spread Electric Cooperative, Inc | 57865 | Antelope Station | E04 | Natural Gas Internal Combustion Engine | 9.3 | 8.9 | Electric Utility
7349 | Golden Spread Electric Cooperative, Inc | 57865 | Antelope Station | E05 | Natural Gas Internal Combustion Engine | 9.3 | 8.9 | Electric Utility
7349 | Golden Spread Electric Cooperative, Inc | 57865 | Antelope Station | E06 | Natural Gas Internal Combustion Engine | 9.3 | 8.9 | Electric Utility
7349 | Golden Spread Electric Cooperative, Inc | 57865 | Antelope Station | E07 | Natural Gas Internal Combustion Engine | 9.3 | 8.9 | Electric Utility
7349 | Golden Spread Electric Cooperative, Inc | 57865 | Antelope Station | E08 | Natural Gas Internal Combustion Engine | 9.3 | 8.9 | Electric Utility
7349 | Golden Spread Electric Cooperative, Inc | 57865 | Antelope Station | E09 | Natural Gas Internal Combustion Engine | 9.3 | 8.9 | Electric Utility
7349 | Golden Spread Electric Cooperative, Inc | 57865 | Antelope Station | E10 | Natural Gas Internal Combustion Engine | 9.3 | 8.9 | Electric Utility
7349 | Golden Spread Electric Cooperative, Inc | 57865 | Antelope Station | E11 | Natural Gas Internal Combustion Engine | 9.3 | 8.9 | Electric Utility
7349 | Golden Spread Electric Cooperative, Inc | 57865 | Antelope Station | E12 | Natural Gas Internal Combustion Engine | 9.3 | 8.9 | Electric Utility
7349 | Golden Spread Electric Cooperative, Inc | 57865 | Antelope Station | E13 | Natural Gas Internal Combustion Engine | 9.3 | 8.9 | Electric Utility
7349 | Golden Spread Electric Cooperative, Inc | 57865 | Antelope Station | E14 | Natural Gas Internal Combustion Engine | 9.3 | 8.9 | Electric Utility
7349 | Golden Spread Electric Cooperative, Inc | 57865 | Antelope Station | E15 | Natural Gas Internal Combustion Engine | 9.3 | 8.9 | Electric Utility
7349 | Golden Spread Electric Cooperative, Inc | 57865 | Antelope Station | E16 | Natural Gas Internal Combustion Engine | 9.3 | 8.9 | Electric Utility
7349 | Golden Spread Electric Cooperative, Inc | 57865 | Antelope Station | E17 | Natural Gas Internal Combustion Engine | 9.3 | 8.9 | Electric Utility
7349 | Golden Spread Electric Cooperative, Inc | 57865 | Antelope Station | E18 | Natural Gas Internal Combustion Engine | 9.3 | 8.9 | Electric Utility
7349 | Golden Spread Electric Cooperative, Inc | 57866 | Golden Spread Panhandle Wnd Rch | PWR | Onshore Wind Turbine | 78.2 | 78.2 | Electric Utility
7353 | Golden Valley Elec Assn Inc | 6285 | North Pole | 1 | Petroleum Liquids | 60.5 | 44 | Electric Utility
7353 | Golden Valley Elec Assn Inc | 6285 | North Pole | 2 | Petroleum Liquids | 60.5 | 50 | Electric Utility
7353 | Golden Valley Elec Assn Inc | 6285 | North Pole | GT3 | Petroleum Liquids | 47 | 41 | Electric Utility
7353 | Golden Valley Elec Assn Inc | 6285 | North Pole | STG1 | Petroleum Liquids | 13 | 10 | Electric Utility
7353 | Golden Valley Elec Assn Inc | 6286 | Fairbanks | 5 | Petroleum Liquids | 2.7 | 2.8 | Electric Utility
7353 | Golden Valley Elec Assn Inc | 6286 | Fairbanks | 6 | Petroleum Liquids | 2.7 | 2.8 | Electric Utility
7353 | Golden Valley Elec Assn Inc | 6286 | Fairbanks | GT1 | Petroleum Liquids | 18.4 | 15.5 | Electric Utility
7353 | Golden Valley Elec Assn Inc | 6286 | Fairbanks | GT2 | Petroleum Liquids | 18.4 | 15 | Electric Utility
7353 | Golden Valley Elec Assn Inc | 6288 | Healy | 1 | Conventional Steam Coal | 28 | 25 | Electric Utility
7353 | Golden Valley Elec Assn Inc | 6288 | Healy | IC1 | Petroleum Liquids | 2.8 | 2.8 | Electric Utility
7353 | Golden Valley Elec Assn Inc | 56325 | Delta Power | 6 | Petroleum Liquids | 23.1 | 23.1 | Electric Utility
7353 | Golden Valley Elec Assn Inc | 57583 | Battery Energy Storage System | BESS | Batteries | 27 | 27 | Electric Utility
7353 | Golden Valley Elec Assn Inc | 57935 | Eva Creek Wind | EVW | Onshore Wind Turbine | 24.6 | 24.6 | Electric Utility
7370 | City of Gonzales - (TX) | 7394 | Gonzales Hydro Plant | 1 | Conventional Hydroelectric | 0.5 | 0.3 | Electric Utility
7370 | City of Gonzales - (TX) | 7394 | Gonzales Hydro Plant | 2 | Conventional Hydroelectric | 0.5 | 0.3 | Electric Utility
7370 | City of Gonzales - (TX) | 7394 | Gonzales Hydro Plant | 3 | Conventional Hydroelectric | 0.5 | 0.3 | Electric Utility
7374 | City of Goodland - (KS) | 1280 | Goodland | 10 | Natural Gas Internal Combustion Engine | 2 | 1.8 | Electric Utility
7374 | City of Goodland - (KS) | 1280 | Goodland | 11 | Natural Gas Internal Combustion Engine | 4.3 | 3.5 | Electric Utility
7374 | City of Goodland - (KS) | 1280 | Goodland | 12 | Natural Gas Internal Combustion Engine | 1 | 0.8 | Electric Utility
7374 | City of Goodland - (KS) | 1280 | Goodland | 13 | Natural Gas Internal Combustion Engine | 1.3 | 1.1 | Electric Utility
7374 | City of Goodland - (KS) | 1280 | Goodland | 3 | Petroleum Liquids | 0.7 | 0.7 | Electric Utility
7374 | City of Goodland - (KS) | 1280 | Goodland | 6 | Natural Gas Internal Combustion Engine | 2.2 | 1.8 | Electric Utility
7374 | City of Goodland - (KS) | 1280 | Goodland | 7 | Natural Gas Internal Combustion Engine | 2.2 | 1.8 | Electric Utility
7374 | City of Goodland - (KS) | 1280 | Goodland | 8 | Natural Gas Internal Combustion Engine | 5 | 4.6 | Electric Utility
7375 | Goodyear Tire & Rubber Co | 54321 | Goodyear Beaumont Chemical Plant | 2N80 | Natural Gas Fired Combustion Turbine | 5 | 4 | Industrial CHP
7375 | Goodyear Tire & Rubber Co | 54321 | Goodyear Beaumont Chemical Plant | 3N80 | Natural Gas Steam Turbine | 14.8 | 13 | Industrial CHP
7375 | Goodyear Tire & Rubber Co | 54321 | Goodyear Beaumont Chemical Plant | N802 | Natural Gas Fired Combustion Turbine | 5 | 4 | Industrial CHP
7375 | Goodyear Tire & Rubber Co | 54321 | Goodyear Beaumont Chemical Plant | N803 | Natural Gas Fired Combustion Turbine | 5 | 4 | Industrial CHP
7375 | Goodyear Tire & Rubber Co | 54321 | Goodyear Beaumont Chemical Plant | N804 | Natural Gas Fired Combustion Turbine | 5 | 4 | Industrial CHP
7424 | Gowrie Municipal Utilities | 1141 | Gowrie | 3 | Petroleum Liquids | 2.5 | 2.2 | Electric Utility
7443 | City of Graettinger - (IA) | 1142 | Graettinger | 4 | Petroleum Liquids | 0.5 | 0.5 | Electric Utility
7443 | City of Graettinger - (IA) | 1142 | Graettinger | 5 | Petroleum Liquids | 1.1 | 1.1 | Electric Utility
7443 | City of Graettinger - (IA) | 1142 | Graettinger | 6 | Petroleum Liquids | 2 | 2 | Electric Utility
7444 | City of Grafton - (ND) | 2811 | Grafton | 1 | Petroleum Liquids | 0.6 | 0.6 | Electric Utility
7444 | City of Grafton - (ND) | 2811 | Grafton | 2 | Petroleum Liquids | 0.8 | 0.8 | Electric Utility
7444 | City of Grafton - (ND) | 2811 | Grafton | 3 | Petroleum Liquids | 1.3 | 1.3 | Electric Utility
7444 | City of Grafton - (ND) | 2811 | Grafton | 4 | Petroleum Liquids | 1.3 | 1.3 | Electric Utility
7475 | Graphic Packaging Corp | 10698 | Graphic Packaging | GEN1 | Natural Gas Steam Turbine | 10 | 5 | Industrial CHP
7475 | Graphic Packaging Corp | 10698 | Graphic Packaging | GEN2 | Natural Gas Steam Turbine | 1.8 | 1.5 | Industrial CHP
7477 | Granger Electric Co | 10532 | Granger Electric Generating Station #2 | 2-1 | Landfill Gas | 0.8 | 0.8 | IPP Non-CHP
7477 | Granger Electric Co | 10532 | Granger Electric Generating Station #2 | 2-3 | Landfill Gas | 0.8 | 0.8 | IPP Non-CHP
7477 | Granger Electric Co | 10532 | Granger Electric Generating Station #2 | 2-4 | Landfill Gas | 0.8 | 0.8 | IPP Non-CHP
7477 | Granger Electric Co | 10532 | Granger Electric Generating Station #2 | 2-5 | Landfill Gas | 0.8 | 0.8 | IPP Non-CHP
7477 | Granger Electric Co | 54549 | Granger Electric Generating Station #1 | 1-1 | Landfill Gas | 0.8 | 0.8 | IPP Non-CHP
7477 | Granger Electric Co | 54549 | Granger Electric Generating Station #1 | 1-2 | Landfill Gas | 0.8 | 0.8 | IPP Non-CHP
7477 | Granger Electric Co | 54549 | Granger Electric Generating Station #1 | 1-3 | Landfill Gas | 0.8 | 0.8 | IPP Non-CHP
7477 | Granger Electric Co | 54549 | Granger Electric Generating Station #1 | 1-4 | Landfill Gas | 0.8 | 0.8 | IPP Non-CHP
7477 | Granger Electric Co | 54549 | Granger Electric Generating Station #1 | 1-5 | Landfill Gas | 1.6 | 1.6 | IPP Non-CHP
7477 | Granger Electric Co | 54549 | Granger Electric Generating Station #1 | 1-6 | Landfill Gas | 1.6 | 1.6 | IPP Non-CHP
7477 | Granger Electric Co | 54549 | Granger Electric Generating Station #1 | 1-7 | Landfill Gas | 1.6 | 1.6 | IPP Non-CHP
7477 | Granger Electric Co | 54756 | Ottawa Generating Station | 3-1 | Landfill Gas | 0.8 | 0.8 | IPP Non-CHP
7477 | Granger Electric Co | 54756 | Ottawa Generating Station | 3-2 | Landfill Gas | 0.8 | 0.8 | IPP Non-CHP
7477 | Granger Electric Co | 54756 | Ottawa Generating Station | 3-3 | Landfill Gas | 0.8 | 0.8 | IPP Non-CHP
7477 | Granger Electric Co | 54756 | Ottawa Generating Station | 3-4 | Landfill Gas | 0.8 | 0.8 | IPP Non-CHP
7477 | Granger Electric Co | 54756 | Ottawa Generating Station | 3-5 | Landfill Gas | 0.8 | 0.8 | IPP Non-CHP
7477 | Granger Electric Co | 54756 | Ottawa Generating Station | 3-6 | Landfill Gas | 0.8 | 0.8 | IPP Non-CHP
7477 | Granger Electric Co | 54756 | Ottawa Generating Station | 3-7 | Landfill Gas | 1.6 | 1.6 | IPP Non-CHP
7477 | Granger Electric Co | 54757 | Grand Blanc Generating Station | 4-1 | Landfill Gas | 0.8 | 0.8 | IPP Non-CHP
7477 | Granger Electric Co | 54757 | Grand Blanc Generating Station | 4-2 | Landfill Gas | 0.8 | 0.8 | IPP Non-CHP
7477 | Granger Electric Co | 54757 | Grand Blanc Generating Station | 4-3 | Landfill Gas | 0.8 | 0.8 | IPP Non-CHP
7477 | Granger Electric Co | 54757 | Grand Blanc Generating Station | 4-4 | Landfill Gas | 0.8 | 0.8 | IPP Non-CHP
7477 | Granger Electric Co | 54757 | Grand Blanc Generating Station | 4-5 | Landfill Gas | 0.8 | 0.8 | IPP Non-CHP
7477 | Granger Electric Co | 54910 | Brent Run Generating Station | 7-1 | Landfill Gas | 0.8 | 0.8 | IPP Non-CHP
7477 | Granger Electric Co | 54910 | Brent Run Generating Station | 7-2 | Landfill Gas | 0.8 | 0.8 | IPP Non-CHP
7477 | Granger Electric Co | 54910 | Brent Run Generating Station | 7-3 | Landfill Gas | 0.6 | 0.6 | IPP Non-CHP
7477 | Granger Electric Co | 56850 | Lanchester Generating Station | 1 | Landfill Gas | 1.6 | 1.6 | IPP Non-CHP
7477 | Granger Electric Co | 56850 | Lanchester Generating Station | 2 | Landfill Gas | 1.6 | 1.6 | IPP Non-CHP
7477 | Granger Electric Co | 56851 | South Kent Generating Station | 1 | Landfill Gas | 1.6 | 1.5 | IPP Non-CHP
7477 | Granger Electric Co | 56851 | South Kent Generating Station | 2 | Landfill Gas | 1.6 | 1.5 | IPP Non-CHP
7477 | Granger Electric Co | 56852 | White Feather Generating Station | 1 | Landfill Gas | 1.6 | 1.5 | IPP Non-CHP
7477 | Granger Electric Co | 56852 | White Feather Generating Station | 2 | Landfill Gas | 1.6 | 1.5 | IPP Non-CHP
7477 | Granger Electric Co | 56853 | Trans-Jordan Generating Station | 1 | Landfill Gas | 1.6 | 1.5 | IPP Non-CHP
7477 | Granger Electric Co | 56853 | Trans-Jordan Generating Station | 2 | Landfill Gas | 1.6 | 1.5 | IPP Non-CHP
7477 | Granger Electric Co | 56853 | Trans-Jordan Generating Station | 3 | Landfill Gas | 1.6 | 1.5 | IPP Non-CHP
7477 | Granger Electric Co | 58061 | Decatur-Morgan Co LFG Recovery Project | 0290 | Landfill Gas | 0.8 | 0.8 | IPP Non-CHP
7477 | Granger Electric Co | 58061 | Decatur-Morgan Co LFG Recovery Project | 1496 | Landfill Gas | 0.8 | 0.8 | IPP Non-CHP
7477 | Granger Electric Co | 58497 | L&S Sweetners | GEN1 | Landfill Gas | 1.6 | 1.6 | IPP Non-CHP
7477 | Granger Electric Co | 58497 | L&S Sweetners | GEN2 | Landfill Gas | 1.6 | 1.6 | IPP Non-CHP
7477 | Granger Electric Co | 58546 | Granger Electric of Watervliet | GEN1 | Landfill Gas | 1.6 | 1.6 | IPP Non-CHP
7477 | Granger Electric Co | 58546 | Granger Electric of Watervliet | GEN2 | Landfill Gas | 1.6 | 1.6 | IPP Non-CHP
7483 | City of Grand Haven - (MI) | 1825 | J B Sims | 3 | Conventional Steam Coal | 80 | 66.3 | Electric Utility
7483 | City of Grand Haven - (MI) | 1826 | Grand Haven Diesel Plant | 1 | Natural Gas Internal Combustion Engine | 7 | 8.4 | Electric Utility
7483 | City of Grand Haven - (MI) | 1826 | Grand Haven Diesel Plant | 2 | Petroleum Liquids | 2.7 | 2.3 | Electric Utility
7483 | City of Grand Haven - (MI) | 1826 | Grand Haven Diesel Plant | 5 | Petroleum Liquids | 3 | 3.2 | Electric Utility
7483 | City of Grand Haven - (MI) | 1826 | Grand Haven Diesel Plant | 6 | Natural Gas Internal Combustion Engine | 2.7 | 2.8 | Electric Utility
7483 | City of Grand Haven - (MI) | 1826 | Grand Haven Diesel Plant | 7 | Petroleum Liquids | 5.5 | 5.1 | Electric Utility
7486 | City of Grand Junction - (IA) | 1143 | Grand Junction | 2 | Petroleum Liquids | 1.7 | 1.6 | Electric Utility
7487 | City of Grand Marais - (MN) | 1976 | Grand Marais | 7 | Petroleum Liquids | 2.7 | 2.5 | Electric Utility
7487 | City of Grand Marais - (MN) | 1976 | Grand Marais | 8 | Petroleum Liquids | 2 | 1.8 | Electric Utility
7487 | City of Grand Marais - (MN) | 1976 | Grand Marais | 9 | Petroleum Liquids | 2 | 1.8 | Electric Utility
7490 | Grand River Dam Authority | 165 | GREC | 1 | Conventional Steam Coal | 540 | 482 | Electric Utility
7490 | Grand River Dam Authority | 165 | GREC | 2 | Conventional Steam Coal | 594 | 508 | Electric Utility
7490 | Grand River Dam Authority | 2980 | Markham | 1 | Conventional Hydroelectric | 32.1 | 32 | Electric Utility
7490 | Grand River Dam Authority | 2980 | Markham | 2 | Conventional Hydroelectric | 32.1 | 32 | Electric Utility
7490 | Grand River Dam Authority | 2980 | Markham | 3 | Conventional Hydroelectric | 32.1 | 32 | Electric Utility
7490 | Grand River Dam Authority | 2980 | Markham | 4 | Conventional Hydroelectric | 32.1 | 32 | Electric Utility
7490 | Grand River Dam Authority | 2981 | Pensacola | 1 | Conventional Hydroelectric | 21.6 | 21 | Electric Utility
7490 | Grand River Dam Authority | 2981 | Pensacola | 2 | Conventional Hydroelectric | 21.6 | 21 | Electric Utility
7490 | Grand River Dam Authority | 2981 | Pensacola | 3 | Conventional Hydroelectric | 21.6 | 21 | Electric Utility
7490 | Grand River Dam Authority | 2981 | Pensacola | 4 | Conventional Hydroelectric | 21.6 | 21 | Electric Utility
7490 | Grand River Dam Authority | 2981 | Pensacola | 5 | Conventional Hydroelectric | 21.6 | 21 | Electric Utility
7490 | Grand River Dam Authority | 2981 | Pensacola | 6 | Conventional Hydroelectric | 21.6 | 21 | Electric Utility
7490 | Grand River Dam Authority | 2981 | Pensacola | A | Conventional Hydroelectric | 0.5 | 0.5 | Electric Utility
7490 | Grand River Dam Authority | 2982 | Salina | 1 | Hydroelectric Pumped Storage | 48 | 43 | Electric Utility
7490 | Grand River Dam Authority | 2982 | Salina | 2 | Hydroelectric Pumped Storage | 48 | 43 | Electric Utility
7490 | Grand River Dam Authority | 2982 | Salina | 3 | Hydroelectric Pumped Storage | 48 | 43 | Electric Utility
7490 | Grand River Dam Authority | 2982 | Salina | 4 | Hydroelectric Pumped Storage | 48 | 43 | Electric Utility
7490 | Grand River Dam Authority | 2982 | Salina | 5 | Hydroelectric Pumped Storage | 48 | 44 | Electric Utility
7490 | Grand River Dam Authority | 2982 | Salina | 6 | Hydroelectric Pumped Storage | 48 | 44 | Electric Utility
7494 | City of Granite Falls - (MN) | 1977 | Granite Falls | 1 | Conventional Hydroelectric | 0.3 | 0.2 | Electric Utility
7494 | City of Granite Falls - (MN) | 1977 | Granite Falls | 2 | Conventional Hydroelectric | 0.2 | 0.2 | Electric Utility
7494 | City of Granite Falls - (MN) | 1977 | Granite Falls | HC3 | Conventional Hydroelectric | 0.8 | 0.7 | Electric Utility
7494 | City of Granite Falls - (MN) | 7977 | Granite Falls 2 | 1 | Petroleum Liquids | 2 | 2 | Electric Utility
7494 | City of Granite Falls - (MN) | 7977 | Granite Falls 2 | 2 | Petroleum Liquids | 2 | 2 | Electric Utility
7494 | City of Granite Falls - (MN) | 7977 | Granite Falls 2 | 3 | Petroleum Liquids | 2 | 2 | Electric Utility
7531 | Gray County Wind Energy LLC | 55734 | Gray County Wind Energy | V47 | Onshore Wind Turbine | 112 | 112 | IPP Non-CHP
7564 | Grays Ferry Cogen Partnership | 54785 | Grays Ferry Cogeneration | GEN1 | Natural Gas Fired Combined Cycle | 57.6 | 57 | IPP CHP
7564 | Grays Ferry Cogen Partnership | 54785 | Grays Ferry Cogeneration | GEN2 | Natural Gas Fired Combined Cycle | 135 | 120 | IPP CHP
7570 | Great River Energy | 2038 | Cambridge CT | GT1 | Petroleum Liquids | 25 | 23.1 | Electric Utility
7570 | Great River Energy | 2038 | Cambridge CT | GT2 | Natural Gas Fired Combustion Turbine | 169.2 | 167.6 | Electric Utility
7570 | Great River Energy | 2039 | Elk River | 1 | Municipal Solid Waste | 11.5 | 8.4 | Electric Utility
7570 | Great River Energy | 2039 | Elk River | 2 | Municipal Solid Waste | 11.5 | 8.9 | Electric Utility
7570 | Great River Energy | 2039 | Elk River | 3 | Municipal Solid Waste | 25 | 15.8 | Electric Utility
7570 | Great River Energy | 2039 | Elk River | CT | Natural Gas Fired Combustion Turbine | 191.3 | 191.6 | Electric Utility
7570 | Great River Energy | 2042 | Maple Lake | 5A | Petroleum Liquids | 25 | 21.7 | Electric Utility
7570 | Great River Energy | 2824 | Stanton | 1 | Conventional Steam Coal | 190.2 | 188.5 | Electric Utility
7570 | Great River Energy | 2824 | Stanton | 2 | Petroleum Liquids | 1 | 1 | Electric Utility
7570 | Great River Energy | 6030 | Coal Creek | 1 | Conventional Steam Coal | 604.8 | 568 | Electric Utility
7570 | Great River Energy | 6030 | Coal Creek | 2 | Conventional Steam Coal | 604.8 | 574.5 | Electric Utility
7570 | Great River Energy | 6030 | Coal Creek | 3 | Petroleum Liquids | 2 | 2 | Electric Utility
7570 | Great River Energy | 6741 | Rock Lake CT | 1 | Petroleum Liquids | 25 | 22.5 | Electric Utility
7570 | Great River Energy | 6824 | St Bonifacius | 1 | Petroleum Liquids | 61.2 | 60.5 | Electric Utility
7570 | Great River Energy | 7843 | Pleasant Valley (MN) | 11 | Natural Gas Fired Combustion Turbine | 167.5 | 155.6 | Electric Utility
7570 | Great River Energy | 7843 | Pleasant Valley (MN) | 12 | Natural Gas Fired Combustion Turbine | 167.5 | 152.6 | Electric Utility
7570 | Great River Energy | 7843 | Pleasant Valley (MN) | 13 | Natural Gas Fired Combustion Turbine | 132.8 | 121.8 | Electric Utility
7570 | Great River Energy | 7925 | Lakefield Junction | 1 | Natural Gas Fired Combustion Turbine | 89.3 | 86.1 | Electric Utility
7570 | Great River Energy | 7925 | Lakefield Junction | 2 | Natural Gas Fired Combustion Turbine | 89.3 | 86 | Electric Utility
7570 | Great River Energy | 7925 | Lakefield Junction | 3 | Natural Gas Fired Combustion Turbine | 89.3 | 85.7 | Electric Utility
7570 | Great River Energy | 7925 | Lakefield Junction | 4 | Natural Gas Fired Combustion Turbine | 89.3 | 85.7 | Electric Utility
7570 | Great River Energy | 7925 | Lakefield Junction | 5 | Natural Gas Fired Combustion Turbine | 89.3 | 86.7 | Electric Utility
7570 | Great River Energy | 7925 | Lakefield Junction | 6 | Natural Gas Fired Combustion Turbine | 89.3 | 85.4 | Electric Utility
7570 | Great River Energy | 7925 | Lakefield Junction | 7 | Petroleum Liquids | 2 | 2 | Electric Utility
7570 | Great River Energy | 56786 | Spiritwood Station | 1 | Conventional Steam Coal | 106.2 | 52 | Electric Utility
7595 | Great Lakes Hydro America LLC | 54134 | Great Lakes Hydro America - ME | DOH2 | Conventional Hydroelectric | 1.3 | 1.3 | IPP Non-CHP
7595 | Great Lakes Hydro America LLC | 54134 | Great Lakes Hydro America - ME | DOH3 | Conventional Hydroelectric | 1.3 | 1.3 | IPP Non-CHP
7595 | Great Lakes Hydro America LLC | 54134 | Great Lakes Hydro America - ME | DOH4 | Conventional Hydroelectric | 1.8 | 1.8 | IPP Non-CHP
7595 | Great Lakes Hydro America LLC | 54134 | Great Lakes Hydro America - ME | DOH5 | Conventional Hydroelectric | 5.3 | 5 | IPP Non-CHP
7595 | Great Lakes Hydro America LLC | 54134 | Great Lakes Hydro America - ME | DOH6 | Conventional Hydroelectric | 4.1 | 3.9 | IPP Non-CHP
7595 | Great Lakes Hydro America LLC | 54134 | Great Lakes Hydro America - ME | DOH7 | Conventional Hydroelectric | 4.1 | 3.9 | IPP Non-CHP
7595 | Great Lakes Hydro America LLC | 54134 | Great Lakes Hydro America - ME | DOH8 | Conventional Hydroelectric | 3 | 2.9 | IPP Non-CHP
7595 | Great Lakes Hydro America LLC | 54134 | Great Lakes Hydro America - ME | EMH1 | Conventional Hydroelectric | 1.6 | 1.5 | IPP Non-CHP
7595 | Great Lakes Hydro America LLC | 54134 | Great Lakes Hydro America - ME | EMH2 | Conventional Hydroelectric | 1.6 | 1.5 | IPP Non-CHP
7595 | Great Lakes Hydro America LLC | 54134 | Great Lakes Hydro America - ME | EMH3 | Conventional Hydroelectric | 1.6 | 1.5 | IPP Non-CHP
7595 | Great Lakes Hydro America LLC | 54134 | Great Lakes Hydro America - ME | EMH4 | Conventional Hydroelectric | 1.6 | 1.5 | IPP Non-CHP
7595 | Great Lakes Hydro America LLC | 54134 | Great Lakes Hydro America - ME | EMH5 | Conventional Hydroelectric | 1.6 | 1.5 | IPP Non-CHP
7595 | Great Lakes Hydro America LLC | 54134 | Great Lakes Hydro America - ME | EMH6 | Conventional Hydroelectric | 1.6 | 1.5 | IPP Non-CHP
7595 | Great Lakes Hydro America LLC | 54134 | Great Lakes Hydro America - ME | MCH1 | Conventional Hydroelectric | 12.2 | 11.6 | IPP Non-CHP
7595 | Great Lakes Hydro America LLC | 54134 | Great Lakes Hydro America - ME | MCH2 | Conventional Hydroelectric | 12.2 | 11.6 | IPP Non-CHP
7595 | Great Lakes Hydro America LLC | 54134 | Great Lakes Hydro America - ME | MCH3 | Conventional Hydroelectric | 13.2 | 12.5 | IPP Non-CHP
7595 | Great Lakes Hydro America LLC | 54134 | Great Lakes Hydro America - ME | MIH2 | Conventional Hydroelectric | 5.5 | 5.3 | IPP Non-CHP
7595 | Great Lakes Hydro America LLC | 54134 | Great Lakes Hydro America - ME | MIH3 | Conventional Hydroelectric | 5.5 | 5.3 | IPP Non-CHP
7595 | Great Lakes Hydro America LLC | 54134 | Great Lakes Hydro America - ME | MIH4 | Conventional Hydroelectric | 5.1 | 4.9 | IPP Non-CHP
7595 | Great Lakes Hydro America LLC | 54134 | Great Lakes Hydro America - ME | MIH5 | Conventional Hydroelectric | 5.1 | 4.9 | IPP Non-CHP
7595 | Great Lakes Hydro America LLC | 54134 | Great Lakes Hydro America - ME | MIH6 | Conventional Hydroelectric | 5.1 | 4.9 | IPP Non-CHP
7595 | Great Lakes Hydro America LLC | 54134 | Great Lakes Hydro America - ME | MIH7 | Conventional Hydroelectric | 4 | 3.8 | IPP Non-CHP
7595 | Great Lakes Hydro America LLC | 54134 | Great Lakes Hydro America - ME | MIH8 | Conventional Hydroelectric | 5.4 | 5.1 | IPP Non-CHP
7595 | Great Lakes Hydro America LLC | 54134 | Great Lakes Hydro America - ME | MIHI | Conventional Hydroelectric | 5.4 | 5.1 | IPP Non-CHP
7595 | Great Lakes Hydro America LLC | 54134 | Great Lakes Hydro America - ME | NOH1 | Conventional Hydroelectric | 3.2 | 3 | IPP Non-CHP
7595 | Great Lakes Hydro America LLC | 54134 | Great Lakes Hydro America - ME | NOH2 | Conventional Hydroelectric | 3.2 | 3 | IPP Non-CHP
7595 | Great Lakes Hydro America LLC | 54134 | Great Lakes Hydro America - ME | NOH3 | Conventional Hydroelectric | 3.2 | 3 | IPP Non-CHP
7595 | Great Lakes Hydro America LLC | 54134 | Great Lakes Hydro America - ME | WEH1 | Conventional Hydroelectric | 4.8 | 4.6 | IPP Non-CHP
7595 | Great Lakes Hydro America LLC | 54134 | Great Lakes Hydro America - ME | WEH2 | Conventional Hydroelectric | 4.8 | 4.6 | IPP Non-CHP
7595 | Great Lakes Hydro America LLC | 54134 | Great Lakes Hydro America - ME | WEH3 | Conventional Hydroelectric | 4.8 | 4.6 | IPP Non-CHP
7595 | Great Lakes Hydro America LLC | 54134 | Great Lakes Hydro America - ME | WEH4 | Conventional Hydroelectric | 4.8 | 4.6 | IPP Non-CHP
7595 | Great Lakes Hydro America LLC | 54639 | Berlin Gorham | CAS1 | Conventional Hydroelectric | 2.4 | 2.4 | IPP Non-CHP
7595 | Great Lakes Hydro America LLC | 54639 | Berlin Gorham | CAS2 | Conventional Hydroelectric | 2.4 | 2.4 | IPP Non-CHP
7595 | Great Lakes Hydro America LLC | 54639 | Berlin Gorham | CAS3 | Conventional Hydroelectric | 3.1 | 3.1 | IPP Non-CHP
7595 | Great Lakes Hydro America LLC | 54639 | Berlin Gorham | GOR1 | Conventional Hydroelectric | 1.2 | 1.2 | IPP Non-CHP
7595 | Great Lakes Hydro America LLC | 54639 | Berlin Gorham | GOR2 | Conventional Hydroelectric | 1.2 | 1.2 | IPP Non-CHP
7595 | Great Lakes Hydro America LLC | 54639 | Berlin Gorham | GOR3 | Conventional Hydroelectric | 1.2 | 1.2 | IPP Non-CHP
7595 | Great Lakes Hydro America LLC | 54639 | Berlin Gorham | GOR4 | Conventional Hydroelectric | 1.2 | 1.2 | IPP Non-CHP
7595 | Great Lakes Hydro America LLC | 54639 | Berlin Gorham | RS1 | Conventional Hydroelectric | 3.8 | 3.8 | IPP Non-CHP
7595 | Great Lakes Hydro America LLC | 54639 | Berlin Gorham | RS3 | Conventional Hydroelectric | 4.1 | 4.1 | IPP Non-CHP
7595 | Great Lakes Hydro America LLC | 54639 | Berlin Gorham | SH2 | Conventional Hydroelectric | 0.9 | 0.9 | IPP Non-CHP
7595 | Great Lakes Hydro America LLC | 54639 | Berlin Gorham | SHL1 | Conventional Hydroelectric | 0.9 | 0.9 | IPP Non-CHP
7595 | Great Lakes Hydro America LLC | 54639 | Berlin Gorham | SHL3 | Conventional Hydroelectric | 1.8 | 1.8 | IPP Non-CHP
7595 | Great Lakes Hydro America LLC | 54639 | Berlin Gorham | SM1 | Conventional Hydroelectric | 0.8 | 0.8 | IPP Non-CHP
7595 | Great Lakes Hydro America LLC | 54639 | Berlin Gorham | SM2 | Conventional Hydroelectric | 0.8 | 0.8 | IPP Non-CHP
7595 | Great Lakes Hydro America LLC | 54639 | Berlin Gorham | SM3 | Conventional Hydroelectric | 0.7 | 0.8 | IPP Non-CHP
7595 | Great Lakes Hydro America LLC | 54639 | Berlin Gorham | SM4 | Conventional Hydroelectric | 0.8 | 0.8 | IPP Non-CHP
7595 | Great Lakes Hydro America LLC | 54639 | Berlin Gorham | XP1 | Conventional Hydroelectric | 0.6 | 0.6 | IPP Non-CHP
7595 | Great Lakes Hydro America LLC | 54639 | Berlin Gorham | XP2 | Conventional Hydroelectric | 0.6 | 0.6 | IPP Non-CHP
7595 | Great Lakes Hydro America LLC | 54639 | Berlin Gorham | XP3 | Conventional Hydroelectric | 0.6 | 0.6 | IPP Non-CHP
7595 | Great Lakes Hydro America LLC | 54639 | Berlin Gorham | XP4 | Conventional Hydroelectric | 0.5 | 0.5 | IPP Non-CHP
7595 | Great Lakes Hydro America LLC | 54639 | Berlin Gorham | XP5 | Conventional Hydroelectric | 0.7 | 0.7 | IPP Non-CHP
7597 | Green Country OP Services LLC | 55146 | Green Country Energy LLC | CTG1 | Natural Gas Fired Combined Cycle | 179.3 | 155 | IPP Non-CHP
7597 | Green Country OP Services LLC | 55146 | Green Country Energy LLC | CTG2 | Natural Gas Fired Combined Cycle | 179.3 | 155 | IPP Non-CHP
7597 | Green Country OP Services LLC | 55146 | Green Country Energy LLC | CTG3 | Natural Gas Fired Combined Cycle | 179.3 | 155 | IPP Non-CHP
7597 | Green Country OP Services LLC | 55146 | Green Country Energy LLC | STG1 | Natural Gas Fired Combined Cycle | 122 | 106 | IPP Non-CHP
7597 | Green Country OP Services LLC | 55146 | Green Country Energy LLC | STG2 | Natural Gas Fired Combined Cycle | 122 | 106 | IPP Non-CHP
7597 | Green Country OP Services LLC | 55146 | Green Country Energy LLC | STG3 | Natural Gas Fired Combined Cycle | 122 | 106 | IPP Non-CHP
7601 | Green Mountain Power Corp | 788 | East Barnet | 1 | Conventional Hydroelectric | 2.2 | 1.9 | Electric Utility
7601 | Green Mountain Power Corp | 3708 | Ascutney | GT4 | Petroleum Liquids | 13.2 | 9 | Electric Utility
7601 | Green Mountain Power Corp | 3709 | Smith (VT) | 1 | Conventional Hydroelectric | 1 | 0.7 | Electric Utility
7601 | Green Mountain Power Corp | 3709 | Smith (VT) | HC2 | Conventional Hydroelectric | 0.5 | 0.2 | Electric Utility
7601 | Green Mountain Power Corp | 3710 | Cavendish | 1 | Conventional Hydroelectric | 0.6 | 0.4 | Electric Utility
7601 | Green Mountain Power Corp | 3710 | Cavendish | 2 | Conventional Hydroelectric | 0.6 | 0.4 | Electric Utility
7601 | Green Mountain Power Corp | 3710 | Cavendish | 3 | Conventional Hydroelectric | 0.5 | 0.3 | Electric Utility
7601 | Green Mountain Power Corp | 3711 | Clark Falls | 1 | Conventional Hydroelectric | 3 | 3 | Electric Utility
7601 | Green Mountain Power Corp | 3712 | Fairfax Falls | 1 | Conventional Hydroelectric | 1.4 | 1.4 | Electric Utility
7601 | Green Mountain Power Corp | 3712 | Fairfax Falls | 2 | Conventional Hydroelectric | 2.1 | 2 | Electric Utility
7601 | Green Mountain Power Corp | 3714 | Glen | 1 | Conventional Hydroelectric | 1 | 1 | Electric Utility
7601 | Green Mountain Power Corp | 3714 | Glen | 2 | Conventional Hydroelectric | 1 | 1 | Electric Utility
7601 | Green Mountain Power Corp | 3716 | Lower Middlebury | 1 | Conventional Hydroelectric | 0.8 | 0.6 | Electric Utility
7601 | Green Mountain Power Corp | 3716 | Lower Middlebury | 2 | Conventional Hydroelectric | 0.8 | 0.6 | Electric Utility
7601 | Green Mountain Power Corp | 3716 | Lower Middlebury | 3 | Conventional Hydroelectric | 0.8 | 0.8 | Electric Utility
7601 | Green Mountain Power Corp | 3717 | Milton | 1 | Conventional Hydroelectric | 3.7 | 3.5 | Electric Utility
7601 | Green Mountain Power Corp | 3717 | Milton | 2 | Conventional Hydroelectric | 3.7 | 3.5 | Electric Utility
7601 | Green Mountain Power Corp | 3720 | Peterson | 1 | Conventional Hydroelectric | 6.3 | 5.8 | Electric Utility
7601 | Green Mountain Power Corp | 3722 | Pittsford | 1 | Conventional Hydroelectric | 1.3 | 1.3 | Electric Utility
7601 | Green Mountain Power Corp | 3722 | Pittsford | 2 | Conventional Hydroelectric | 1.3 | 1.3 | Electric Utility
7601 | Green Mountain Power Corp | 3722 | Pittsford | 3 | Conventional Hydroelectric | 1 | 0.6 | Electric Utility
7601 | Green Mountain Power Corp | 3723 | Rutland | GT5 | Petroleum Liquids | 13.2 | 8.4 | Electric Utility
7601 | Green Mountain Power Corp | 3724 | Salisbury | 1 | Conventional Hydroelectric | 1.3 | 1.2 | Electric Utility
7601 | Green Mountain Power Corp | 3725 | Silver Lake (VT) | 1 | Conventional Hydroelectric | 2.2 | 2.2 | Electric Utility
7601 | Green Mountain Power Corp | 3728 | Weybridge | 1 | Conventional Hydroelectric | 3 | 3.4 | Electric Utility
7601 | Green Mountain Power Corp | 3734 | Berlin 5 | GT1 | Petroleum Liquids | 41.8 | 35 | Electric Utility
7601 | Green Mountain Power Corp | 3735 | Colchester 16 | GT1 | Petroleum Liquids | 18 | 8.5 | Electric Utility
7601 | Green Mountain Power Corp | 3737 | Essex Junction 19 | H1 | Conventional Hydroelectric | 1.8 | 1.8 | Electric Utility
7601 | Green Mountain Power Corp | 3737 | Essex Junction 19 | H2 | Conventional Hydroelectric | 1.8 | 1.8 | Electric Utility
7601 | Green Mountain Power Corp | 3737 | Essex Junction 19 | H3 | Conventional Hydroelectric | 1.8 | 1.8 | Electric Utility
7601 | Green Mountain Power Corp | 3737 | Essex Junction 19 | H4 | Conventional Hydroelectric | 1.8 | 1.8 | Electric Utility
7601 | Green Mountain Power Corp | 3737 | Essex Junction 19 | H9 | Conventional Hydroelectric | 0.8 | 0.8 | Electric Utility
7601 | Green Mountain Power Corp | 3737 | Essex Junction 19 | IC-5 | Petroleum Liquids | 2 | 1.8 | Electric Utility
7601 | Green Mountain Power Corp | 3737 | Essex Junction 19 | IC-6 | Petroleum Liquids | 2 | 1.8 | Electric Utility
7601 | Green Mountain Power Corp | 3737 | Essex Junction 19 | IC-7 | Petroleum Liquids | 2 | 1.8 | Electric Utility
7601 | Green Mountain Power Corp | 3737 | Essex Junction 19 | IC-8 | Petroleum Liquids | 2 | 1.8 | Electric Utility
7601 | Green Mountain Power Corp | 3739 | Marshfield 6 | 1 | Conventional Hydroelectric | 5 | 5 | Electric Utility
7601 | Green Mountain Power Corp | 3740 | Middlesex 2 | 1 | Conventional Hydroelectric | 1.6 | 1.6 | Electric Utility
7601 | Green Mountain Power Corp | 3740 | Middlesex 2 | 2 | Conventional Hydroelectric | 1.6 | 1.6 | Electric Utility
7601 | Green Mountain Power Corp | 3743 | West Danville 15 | 1 | Conventional Hydroelectric | 1 | 1 | Electric Utility
7601 | Green Mountain Power Corp | 6450 | Proctor | 1 | Conventional Hydroelectric | 1.6 | 1.6 | Electric Utility
7601 | Green Mountain Power Corp | 6450 | Proctor | 2 | Conventional Hydroelectric | 0.8 | 0.7 | Electric Utility
7601 | Green Mountain Power Corp | 6450 | Proctor | 3 | Conventional Hydroelectric | 0.8 | 0.7 | Electric Utility
7601 | Green Mountain Power Corp | 6450 | Proctor | 4 | Conventional Hydroelectric | 0.8 | 0.7 | Electric Utility
7601 | Green Mountain Power Corp | 6450 | Proctor | 5 | Conventional Hydroelectric | 2.9 | 2.8 | Electric Utility
7601 | Green Mountain Power Corp | 6451 | Beldens | 1 | Conventional Hydroelectric | 0.8 | 0.6 | Electric Utility
7601 | Green Mountain Power Corp | 6451 | Beldens | 2 | Conventional Hydroelectric | 0.8 | 0.6 | Electric Utility
7601 | Green Mountain Power Corp | 6451 | Beldens | HC3 | Conventional Hydroelectric | 4.1 | 3.2 | Electric Utility
7601 | Green Mountain Power Corp | 6456 | Carver Falls | 1 | Conventional Hydroelectric | 1.3 | 1.3 | Electric Utility
7601 | Green Mountain Power Corp | 6456 | Carver Falls | 2 | Conventional Hydroelectric | 0.6 | 0.6 | Electric Utility
7601 | Green Mountain Power Corp | 6475 | Gorge 18 | 1 | Conventional Hydroelectric | 3 | 3 | Electric Utility
7601 | Green Mountain Power Corp | 6519 | Vergennes 9 | 1 | Conventional Hydroelectric | 0.7 | 0.7 | Electric Utility
7601 | Green Mountain Power Corp | 6519 | Vergennes 9 | 2 | Conventional Hydroelectric | 0.7 | 0.7 | Electric Utility
7601 | Green Mountain Power Corp | 6519 | Vergennes 9 | 4 | Conventional Hydroelectric | 1 | 1 | Electric Utility
7601 | Green Mountain Power Corp | 6519 | Vergennes 9 | 5 | Petroleum Liquids | 2 | 2 | Electric Utility
7601 | Green Mountain Power Corp | 6519 | Vergennes 9 | 6 | Petroleum Liquids | 2 | 2 | Electric Utility
7601 | Green Mountain Power Corp | 6520 | Waterbury 22 | 1 | Conventional Hydroelectric | 5.5 | 5 | Electric Utility
7601 | Green Mountain Power Corp | 7056 | Bolton Falls | 1 | Conventional Hydroelectric | 4.4 | 3.9 | Electric Utility
7601 | Green Mountain Power Corp | 7056 | Bolton Falls | 2 | Conventional Hydroelectric | 4.4 | 3.9 | Electric Utility
7601 | Green Mountain Power Corp | 7381 | Searsburg Wind Turbine | 1 | Onshore Wind Turbine | 6 | 5.2 | Electric Utility
7601 | Green Mountain Power Corp | 50713 | Huntington Falls | GEN1 | Conventional Hydroelectric | 0.8 | 0.8 | Electric Utility
7601 | Green Mountain Power Corp | 50713 | Huntington Falls | GEN2 | Conventional Hydroelectric | 0.8 | 0.8 | Electric Utility
7601 | Green Mountain Power Corp | 50713 | Huntington Falls | GEN3 | Conventional Hydroelectric | 4.1 | 3.9 | Electric Utility
7601 | Green Mountain Power Corp | 57979 | Kingdom Community Wind | KCW | Onshore Wind Turbine | 65 | 65 | Electric Utility
7626 | City of Greenfield - (IA) | 1144 | Greenfield | 3 | Petroleum Liquids | 1.3 | 1 | Electric Utility
7626 | City of Greenfield - (IA) | 1144 | Greenfield | 4 | Petroleum Liquids | 1.8 | 1.8 | Electric Utility
7626 | City of Greenfield - (IA) | 1144 | Greenfield | 5 | Petroleum Liquids | 3 | 2.7 | Electric Utility
7626 | City of Greenfield - (IA) | 7856 | North | 1 | Petroleum Liquids | 1.8 | 1.8 | Electric Utility
7626 | City of Greenfield - (IA) | 7856 | North | 2 | Petroleum Liquids | 1.8 | 1.8 | Electric Utility
7626 | City of Greenfield - (IA) | 7856 | North | 3 | Petroleum Liquids | 2.2 | 2.2 | Electric Utility
7626 | City of Greenfield - (IA) | 7856 | North | 4 | Petroleum Liquids | 2.2 | 2.2 | Electric Utility
7630 | Village of Greenport - (NY) | 2681 | Greenport | 2 | Petroleum Liquids | 1.7 | 1.5 | Electric Utility
7630 | Village of Greenport - (NY) | 2681 | Greenport | 4 | Petroleum Liquids | 1.2 | 1 | Electric Utility
7630 | Village of Greenport - (NY) | 2681 | Greenport | 5 | Petroleum Liquids | 1.8 | 1.5 | Electric Utility
7630 | Village of Greenport - (NY) | 2681 | Greenport | 6 | Petroleum Liquids | 3.8 | 3 | Electric Utility
7630 | Village of Greenport - (NY) | 2681 | Greenport | 7 | Petroleum Liquids | 1.6 | 1.6 | Electric Utility
7634 | City of Greenville - (TX) | 4195 | Powerlane Plant | EP | Natural Gas Internal Combustion Engine | 8.4 | 8 | Electric Utility
7634 | City of Greenville - (TX) | 4195 | Powerlane Plant | EP2 | Natural Gas Internal Combustion Engine | 8.4 | 8 | Electric Utility
7634 | City of Greenville - (TX) | 4195 | Powerlane Plant | EP3 | Natural Gas Internal Combustion Engine | 8.4 | 8 | Electric Utility
7634 | City of Greenville - (TX) | 4195 | Powerlane Plant | ST1 | Natural Gas Steam Turbine | 16.5 | 20 | Electric Utility
7634 | City of Greenville - (TX) | 4195 | Powerlane Plant | ST2 | Natural Gas Steam Turbine | 25 | 26 | Electric Utility
7634 | City of Greenville - (TX) | 4195 | Powerlane Plant | ST3 | Natural Gas Steam Turbine | 43.2 | 41 | Electric Utility
7651 | Greenwood Utilities Comm | 2062 | Henderson | 1 | Natural Gas Steam Turbine | 12.6 | 11 | Electric Utility
7651 | Greenwood Utilities Comm | 2062 | Henderson | 3 | Natural Gas Steam Turbine | 20 | 17.9 | Electric Utility
7651 | Greenwood Utilities Comm | 2062 | Henderson | H10 | Natural Gas Internal Combustion Engine | 1.3 | 9.3 | Electric Utility
7651 | Greenwood Utilities Comm | 2062 | Henderson | H11 | Natural Gas Internal Combustion Engine | 1.3 | 9.3 | Electric Utility
7651 | Greenwood Utilities Comm | 2062 | Henderson | H2 | Natural Gas Fired Combustion Turbine | 13.5 | 13 | Electric Utility
7651 | Greenwood Utilities Comm | 2062 | Henderson | H4 | Petroleum Liquids | 1.8 | 1.8 | Electric Utility
7651 | Greenwood Utilities Comm | 2062 | Henderson | H5 | Petroleum Liquids | 1.8 | 1.8 | Electric Utility
7651 | Greenwood Utilities Comm | 2062 | Henderson | H6 | Petroleum Liquids | 1.8 | 1.8 | Electric Utility
7651 | Greenwood Utilities Comm | 2062 | Henderson | H7 | Petroleum Liquids | 1.8 | 1.8 | Electric Utility
7651 | Greenwood Utilities Comm | 2062 | Henderson | H8 | Petroleum Liquids | 1.8 | 1.8 | Electric Utility
7651 | Greenwood Utilities Comm | 2062 | Henderson | H9 | Natural Gas Internal Combustion Engine | 1.3 | 9.3 | Electric Utility
7662 | Gallop Power Greenville, LLC | 54852 | Greenville Steam | 1 | Wood/Wood Waste Biomass | 15.6 | 16 | IPP Non-CHP
7667 | Gregory Power Partners LP | 55086 | Gregory Power Facility | GT1A | Natural Gas Fired Combined Cycle | 166 | 141 | IPP CHP
7667 | Gregory Power Partners LP | 55086 | Gregory Power Facility | GT1B | Natural Gas Fired Combined Cycle | 166 | 140 | IPP CHP
7667 | Gregory Power Partners LP | 55086 | Gregory Power Facility | STG | Natural Gas Fired Combined Cycle | 100 | 85 | IPP CHP
7724 | GWF Energy LLC | 55698 | Hanford Energy Park Peaker | HEP1 | Natural Gas Fired Combustion Turbine | 46.1 | 45.9 | IPP Non-CHP
7724 | GWF Energy LLC | 55698 | Hanford Energy Park Peaker | HEP2 | Natural Gas Fired Combustion Turbine | 46.1 | 45.9 | IPP Non-CHP
7724 | GWF Energy LLC | 55807 | Henrietta Peaker | HPP1 | Natural Gas Fired Combustion Turbine | 49 | 46.3 | IPP Non-CHP
7724 | GWF Energy LLC | 55807 | Henrietta Peaker | HPP2 | Natural Gas Fired Combustion Turbine | 49 | 46.1 | IPP Non-CHP
7724 | GWF Energy LLC | 55933 | Tracy Combined Cycle Power Plant | TCC1 | Natural Gas Fired Combined Cycle | 167.3 | 156.2 | IPP Non-CHP
7724 | GWF Energy LLC | 55933 | Tracy Combined Cycle Power Plant | TPP1 | Natural Gas Fired Combined Cycle | 84.4 | 82.1 | IPP Non-CHP
7724 | GWF Energy LLC | 55933 | Tracy Combined Cycle Power Plant | TPP2 | Natural Gas Fired Combined Cycle | 84.4 | 81.8 | IPP Non-CHP
7726 | Sharp Grossmont Hospital | 10115 | Grossmont Hospital | GEN1 | Natural Gas Fired Combustion Turbine | 0.8 | 0.8 | Commercial CHP
7726 | Sharp Grossmont Hospital | 10115 | Grossmont Hospital | GEN2 | Natural Gas Fired Combustion Turbine | 0.8 | 0.8 | Commercial CHP
7743 | Grundy Center Mun Light & Power | 1145 | Grundy Center City Light Plant | IC1 | Petroleum Liquids | 2.2 | 2.2 | Electric Utility
7743 | Grundy Center Mun Light & Power | 1145 | Grundy Center City Light Plant | IC2 | Petroleum Liquids | 3.5 | 3.5 | Electric Utility
7743 | Grundy Center Mun Light & Power | 1145 | Grundy Center City Light Plant | IC3 | Petroleum Liquids | 3 | 3 | Electric Utility
7751 | Guadalupe Blanco River Authority | 791 | Canyon | 1 | Conventional Hydroelectric | 3 | 3 | Electric Utility
7751 | Guadalupe Blanco River Authority | 791 | Canyon | 2 | Conventional Hydroelectric | 3 | 3 | Electric Utility
7751 | Guadalupe Blanco River Authority | 3581 | Abbott TP 3 | 1 | Conventional Hydroelectric | 1.4 | 1.4 | Electric Utility
7751 | Guadalupe Blanco River Authority | 3581 | Abbott TP 3 | 2 | Conventional Hydroelectric | 1.4 | 1.4 | Electric Utility
7751 | Guadalupe Blanco River Authority | 3582 | Dunlap TP 1 | 1 | Conventional Hydroelectric | 1.8 | 1.8 | Electric Utility
7751 | Guadalupe Blanco River Authority | 3582 | Dunlap TP 1 | 2 | Conventional Hydroelectric | 1.8 | 1.8 | Electric Utility
7751 | Guadalupe Blanco River Authority | 3583 | H 4 | 1 | Conventional Hydroelectric | 2.4 | 2.4 | Electric Utility
7751 | Guadalupe Blanco River Authority | 3584 | H 5 | 1 | Conventional Hydroelectric | 2.4 | 2.4 | Electric Utility
7751 | Guadalupe Blanco River Authority | 3585 | Nolte | 1 | Conventional Hydroelectric | 1.2 | 1.2 | Electric Utility
7751 | Guadalupe Blanco River Authority | 3585 | Nolte | 2 | Conventional Hydroelectric | 1.2 | 1.2 | Electric Utility
7751 | Guadalupe Blanco River Authority | 3586 | TP 4 | 1 | Conventional Hydroelectric | 2.4 | 2.4 | Electric Utility
7801 | Gulf Power Co | 641 | Crist | 4 | Conventional Steam Coal | 93.7 | 75 | Electric Utility
7801 | Gulf Power Co | 641 | Crist | 5 | Conventional Steam Coal | 93.7 | 75 | Electric Utility
7801 | Gulf Power Co | 641 | Crist | 6 | Conventional Steam Coal | 369.7 | 299 | Electric Utility
7801 | Gulf Power Co | 641 | Crist | 7 | Conventional Steam Coal | 578 | 475 | Electric Utility
7801 | Gulf Power Co | 642 | Scholz | 1 | Conventional Steam Coal | 49 | 46 | Electric Utility
7801 | Gulf Power Co | 642 | Scholz | 2 | Conventional Steam Coal | 49 | 46 | Electric Utility
7801 | Gulf Power Co | 643 | Lansing Smith | 1 | Conventional Steam Coal | 149.6 | 162 | Electric Utility
7801 | Gulf Power Co | 643 | Lansing Smith | 2 | Conventional Steam Coal | 190.4 | 195 | Electric Utility
7801 | Gulf Power Co | 643 | Lansing Smith | 3A | Natural Gas Fired Combined Cycle | 203.2 |  | Electric Utility
7801 | Gulf Power Co | 643 | Lansing Smith | 3B | Natural Gas Fired Combined Cycle | 203.2 |  | Electric Utility
7801 | Gulf Power Co | 643 | Lansing Smith | 3S | Natural Gas Fired Combined Cycle | 213.3 | 481 | Electric Utility
7801 | Gulf Power Co | 643 | Lansing Smith | CT1 | Petroleum Liquids | 41.8 | 32 | Electric Utility
7801 | Gulf Power Co | 7715 | Pea Ridge | 1 | Natural Gas Fired Combustion Turbine | 4.7 | 4 | Electric Utility
7801 | Gulf Power Co | 7715 | Pea Ridge | 2 | Natural Gas Fired Combustion Turbine | 4.7 | 4 | Electric Utility
7801 | Gulf Power Co | 7715 | Pea Ridge | 3 | Natural Gas Fired Combustion Turbine | 4.7 | 4 | Electric Utility
7801 | Gulf Power Co | 57502 | Perdido | 1 | Landfill Gas | 1.6 | 1.5 | Electric Utility
7801 | Gulf Power Co | 57502 | Perdido | 2 | Landfill Gas | 1.6 | 1.5 | Electric Utility
7833 | Gwitchyaa Zhee Utility Co | 7174 | Gwitchyaa Zhee | 1 | Petroleum Liquids | 0.6 | 0.3 | Electric Utility
7833 | Gwitchyaa Zhee Utility Co | 7174 | Gwitchyaa Zhee | 2A | Petroleum Liquids | 0.5 | 0.3 | Electric Utility
7833 | Gwitchyaa Zhee Utility Co | 7174 | Gwitchyaa Zhee | 4A | Petroleum Liquids | 0.5 | 0.3 | Electric Utility
7833 | Gwitchyaa Zhee Utility Co | 7174 | Gwitchyaa Zhee | 6 | Petroleum Liquids | 0.5 | 0.4 | Electric Utility
7857 | Great Lakes Tissue Co | 50461 | Cheboygan | GEN1 | Conventional Hydroelectric | 1.5 | 0.7 | Industrial Non-CHP
7860 | NRG Energy Center Dover LLC | 10030 | NRG Energy Center Dover | COG1 | Natural Gas Fired Combined Cycle | 18 | 16 | IPP CHP
7860 | NRG Energy Center Dover LLC | 10030 | NRG Energy Center Dover | KD-1 | Natural Gas Fired Combined Cycle | 50 | 44 | IPP CHP
7860 | NRG Energy Center Dover LLC | 10030 | NRG Energy Center Dover | KD-2 | Natural Gas Fired Combustion Turbine | 50 | 44 | IPP CHP
7869 | Hermiston Power Partnership | 55328 | Hermiston Power Partnership | CTG1 | Natural Gas Fired Combined Cycle | 212.5 | 184 | IPP Non-CHP
7869 | Hermiston Power Partnership | 55328 | Hermiston Power Partnership | CTG2 | Natural Gas Fired Combined Cycle | 212.5 | 184 | IPP Non-CHP
7869 | Hermiston Power Partnership | 55328 | Hermiston Power Partnership | STG1 | Natural Gas Fired Combined Cycle | 264.4 | 247 | IPP Non-CHP
7969 | City of Halstad - (MN) | 8105 | Halstad | 4 | Petroleum Liquids | 2 | 1.9 | Electric Utility
7969 | City of Halstad - (MN) | 8105 | Halstad | 5 | Petroleum Liquids | 2 | 1.9 | Electric Utility
7972 | Hamakua Energy Partners LP | 55369 | Hamakua Energy Plant | CT1 | Petroleum Liquids | 23 | 21.7 | IPP Non-CHP
7972 | Hamakua Energy Partners LP | 55369 | Hamakua Energy Plant | CT2 | Petroleum Liquids | 23 | 21.7 | IPP Non-CHP
7972 | Hamakua Energy Partners LP | 55369 | Hamakua Energy Plant | ST1 | Petroleum Liquids | 20 | 17.4 | IPP Non-CHP
7977 | City of Hamilton - (OH) | 2917 | Hamilton (OH) | 5 | Natural Gas Steam Turbine | 10 | 10 | Electric Utility
7977 | City of Hamilton - (OH) | 2917 | Hamilton (OH) | 7 | Natural Gas Steam Turbine | 25 | 25 | Electric Utility
7977 | City of Hamilton - (OH) | 2917 | Hamilton (OH) | 8 | Natural Gas Steam Turbine | 25 | 25 | Electric Utility
7977 | City of Hamilton - (OH) | 2917 | Hamilton (OH) | 9 | Natural Gas Steam Turbine | 50.6 | 51 | Electric Utility
7977 | City of Hamilton - (OH) | 2917 | Hamilton (OH) | GT2 | Natural Gas Fired Combustion Turbine | 16.3 | 12 | Electric Utility
7977 | City of Hamilton - (OH) | 4258 | Greenup Hydro | 1 | Conventional Hydroelectric | 23.4 | 23.4 | Electric Utility
7977 | City of Hamilton - (OH) | 4258 | Greenup Hydro | 2 | Conventional Hydroelectric | 23.4 | 23.4 | Electric Utility
7977 | City of Hamilton - (OH) | 4258 | Greenup Hydro | 3 | Conventional Hydroelectric | 23.4 | 23.4 | Electric Utility
7977 | City of Hamilton - (OH) | 7807 | Hamilton Hydro | 3 | Conventional Hydroelectric | 1.1 | 1 | Electric Utility
7977 | City of Hamilton - (OH) | 7807 | Hamilton Hydro | 4 | Conventional Hydroelectric | 1.1 | 1 | Electric Utility
8009 | International Paper Co | 52140 | International Paper Prattville Mill | GEN1 | Wood/Wood Waste Biomass | 40.5 | 30 | Industrial CHP
8009 | International Paper Co | 52140 | International Paper Prattville Mill | GEN2 | Wood/Wood Waste Biomass | 49.3 | 45.3 | Industrial CHP
8027 | Handsome Lake Energy LLC | 55233 | Handsome Lake Energy LLC | GT01 | Natural Gas Fired Combustion Turbine | 58.9 | 53.5 | IPP Non-CHP
8027 | Handsome Lake Energy LLC | 55233 | Handsome Lake Energy LLC | GT02 | Natural Gas Fired Combustion Turbine | 58.9 | 53.5 | IPP Non-CHP
8027 | Handsome Lake Energy LLC | 55233 | Handsome Lake Energy LLC | GT03 | Natural Gas Fired Combustion Turbine | 58.9 | 53.5 | IPP Non-CHP
8027 | Handsome Lake Energy LLC | 55233 | Handsome Lake Energy LLC | GT04 | Natural Gas Fired Combustion Turbine | 58.9 | 53.5 | IPP Non-CHP
8027 | Handsome Lake Energy LLC | 55233 | Handsome Lake Energy LLC | GT05 | Natural Gas Fired Combustion Turbine | 58.9 | 53.5 | IPP Non-CHP
8122 | Harlan Municipal Utilities - (IA) | 1146 | Harlan | HMU1 | Petroleum Liquids | 1.7 | 1.6 | Electric Utility
8122 | Harlan Municipal Utilities - (IA) | 1146 | Harlan | HMU2 | Petroleum Liquids | 1.7 | 1.6 | Electric Utility
8153 | Hartford Steam Co | 52061 | Hartford Hospital Cogeneration | GEN2 | Natural Gas Fired Combined Cycle | 4.2 | 2.4 | Commercial CHP
8153 | Hartford Steam Co | 52061 | Hartford Hospital Cogeneration | GEN3 | Natural Gas Fired Combined Cycle | 6.2 | 5.2 | Commercial CHP
8153 | Hartford Steam Co | 52061 | Hartford Hospital Cogeneration | GEN4 | Other Natural Gas | 1.4 | 1.4 | Commercial CHP
8153 | Hartford Steam Co | 57179 | HSCo CHP | 1 | Natural Gas Fired Combustion Turbine | 4 | 3.5 | Commercial CHP
8181 | Harrisburg Authority | 10118 | Harrisburg Facility | GEN3 | Municipal Solid Waste | 24.1 | 20.8 | IPP CHP
8198 | City of Harrisonburg - (VA) | 56004 | Mount Clinton | D-2 | Petroleum Liquids | 2 | 2 | Electric Utility
8198 | City of Harrisonburg - (VA) | 56004 | Mount Clinton | D-3 | Petroleum Liquids | 2 | 2 | Electric Utility
8198 | City of Harrisonburg - (VA) | 56004 | Mount Clinton | D-5 | Petroleum Liquids | 2 | 2 | Electric Utility
8198 | City of Harrisonburg - (VA) | 56004 | Mount Clinton | D-7 | Petroleum Liquids | 2 | 2 | Electric Utility
8198 | City of Harrisonburg - (VA) | 56004 | Mount Clinton | D-8 | Petroleum Liquids | 2 | 2 | Electric Utility
8198 | City of Harrisonburg - (VA) | 56004 | Mount Clinton | MC-1 | Petroleum Liquids | 14 | 9 | Electric Utility
8198 | City of Harrisonburg - (VA) | 56005 | Pleasant Valley (VA) | D-4 | Petroleum Liquids | 2 | 2 | Electric Utility
8198 | City of Harrisonburg - (VA) | 56005 | Pleasant Valley (VA) | D-6 | Petroleum Liquids | 2 | 2 | Electric Utility
8198 | City of Harrisonburg - (VA) | 56005 | Pleasant Valley (VA) | PV-1 | Petroleum Liquids | 16.5 | 9 | Electric Utility
8198 | City of Harrisonburg - (VA) | 56006 | Harrisonburg Power Plant | ST-1 | Natural Gas Steam Turbine | 2.5 | 2.7 | Electric Utility
8205 | City of Hart Hydro - (MI) | 1827 | Hart | 4 | Natural Gas Internal Combustion Engine | 1.4 | 1.4 | Electric Utility
8205 | City of Hart Hydro - (MI) | 1827 | Hart | IC1 | Petroleum Liquids | 1.7 | 1.7 | Electric Utility
8205 | City of Hart Hydro - (MI) | 1827 | Hart | IC3 | Petroleum Liquids | 2 | 2 | Electric Utility
8245 | City of Hastings - (NE) | 60 | Whelan Energy Center | 1 | Conventional Steam Coal | 76.3 | 77 | Electric Utility
8245 | City of Hastings - (NE) | 60 | Whelan Energy Center | 2 | Conventional Steam Coal | 248 | 232 | Electric Utility
8245 | City of Hastings - (NE) | 2243 | Don Henry | 1 | Natural Gas Fired Combustion Turbine | 22 | 18 | Electric Utility
8245 | City of Hastings - (NE) | 2244 | North Denver | 4 | Natural Gas Steam Turbine | 17 | 15 | Electric Utility
8245 | City of Hastings - (NE) | 2244 | North Denver | 5 | Natural Gas Steam Turbine | 22 | 20 | Electric Utility
8248 | Hastings Lock & Dam | 54285 | Hastings City Hydroelectric | 1 | Conventional Hydroelectric | 2.2 | 2 | IPP Non-CHP
8248 | Hastings Lock & Dam | 54285 | Hastings City Hydroelectric | 2 | Conventional Hydroelectric | 2.2 | 2 | IPP Non-CHP
8286 | Hawaiian Commercial and Sugar Company | 10604 | Hawaiian Comm & Sugar Puunene Mill | PUU3 | Other Waste Biomass | 10 | 10 | Industrial CHP
8286 | Hawaiian Commercial and Sugar Company | 10604 | Hawaiian Comm & Sugar Puunene Mill | PUU4 | Other Waste Biomass | 20 | 20 | Industrial CHP
8286 | Hawaiian Commercial and Sugar Company | 10604 | Hawaiian Comm & Sugar Puunene Mill | PUU5 | Other Waste Biomass | 16.1 | 16.1 | Industrial CHP
8286 | Hawaiian Commercial and Sugar Company | 55864 | Kaheka Hydro | KAH1 | Conventional Hydroelectric | 1.5 | 1.5 | Industrial Non-CHP
8286 | Hawaiian Commercial and Sugar Company | 55864 | Kaheka Hydro | KAH2 | Conventional Hydroelectric | 1.5 | 1.5 | Industrial Non-CHP
8286 | Hawaiian Commercial and Sugar Company | 55864 | Kaheka Hydro | KAH3 | Conventional Hydroelectric | 1.5 | 1.5 | Industrial Non-CHP
8286 | Hawaiian Commercial and Sugar Company | 58277 | Paia Hydroelectric Plant | PAH1 | Conventional Hydroelectric | 1.3 | 1.3 | Industrial Non-CHP
8287 | Hawaii Electric Light Co Inc | 768 | Waimea | 12 | Petroleum Liquids | 2.5 | 2.5 | Electric Utility
8287 | Hawaii Electric Light Co Inc | 768 | Waimea | 13 | Petroleum Liquids | 2.5 | 2.5 | Electric Utility
8287 | Hawaii Electric Light Co Inc | 768 | Waimea | 14 | Petroleum Liquids | 2.5 | 2.5 | Electric Utility
8287 | Hawaii Electric Light Co Inc | 769 | Kanoelehua | 11 | Petroleum Liquids | 2 | 2 | Electric Utility
8287 | Hawaii Electric Light Co Inc | 769 | Kanoelehua | 15 | Petroleum Liquids | 2.5 | 2.5 | Electric Utility
8287 | Hawaii Electric Light Co Inc | 769 | Kanoelehua | 16 | Petroleum Liquids | 2.5 | 2.5 | Electric Utility
8287 | Hawaii Electric Light Co Inc | 769 | Kanoelehua | 17 | Petroleum Liquids | 2.5 | 2.5 | Electric Utility
8287 | Hawaii Electric Light Co Inc | 769 | Kanoelehua | CT1 | Petroleum Liquids | 11.5 | 10.5 | Electric Utility
8287 | Hawaii Electric Light Co Inc | 771 | Puueo | 1 | Conventional Hydroelectric | 0.7 | 0.7 | Electric Utility
8287 | Hawaii Electric Light Co Inc | 771 | Puueo | 2A | Conventional Hydroelectric | 2.4 | 2.4 | Electric Utility
8287 | Hawaii Electric Light Co Inc | 772 | W H Hill | 5 | Petroleum Liquids | 14.1 | 14.1 | Electric Utility
8287 | Hawaii Electric Light Co Inc | 772 | W H Hill | 6 | Petroleum Liquids | 23 | 21.4 | Electric Utility
8287 | Hawaii Electric Light Co Inc | 774 | Waiau Hydro | 1 | Conventional Hydroelectric | 0.7 | 0.7 | Electric Utility
8287 | Hawaii Electric Light Co Inc | 774 | Waiau Hydro | 2 | Conventional Hydroelectric | 0.3 | 0.3 | Electric Utility
8287 | Hawaii Electric Light Co Inc | 6478 | Shipman | 3 | Petroleum Liquids | 7.5 | 7.5 | Electric Utility
8287 | Hawaii Electric Light Co Inc | 6478 | Shipman | 4 | Petroleum Liquids | 7.5 | 7.5 | Electric Utility
8287 | Hawaii Electric Light Co Inc | 7130 | Puna | 1 | Petroleum Liquids | 15.5 | 14 | Electric Utility
8287 | Hawaii Electric Light Co Inc | 7130 | Puna | 3 | Petroleum Liquids | 23.6 | 20 | Electric Utility
8287 | Hawaii Electric Light Co Inc | 8083 | Keahole | 2 | Petroleum Liquids | 17.6 | 15.9 | Electric Utility
8287 | Hawaii Electric Light Co Inc | 8083 | Keahole | 21 | Petroleum Liquids | 2.5 | 2.5 | Electric Utility
8287 | Hawaii Electric Light Co Inc | 8083 | Keahole | 22 | Petroleum Liquids | 2.5 | 2.5 | Electric Utility
8287 | Hawaii Electric Light Co Inc | 8083 | Keahole | 23 | Petroleum Liquids | 2.5 | 2.5 | Electric Utility
8287 | Hawaii Electric Light Co Inc | 8083 | Keahole | 7 | Petroleum Liquids | 18 | 16 | Electric Utility
8287 | Hawaii Electric Light Co Inc | 8083 | Keahole | CT4 | Petroleum Liquids | 23 | 19.8 | Electric Utility
8287 | Hawaii Electric Light Co Inc | 8083 | Keahole | CT5 | Petroleum Liquids | 23 | 19.8 | Electric Utility
8294 | Hawkeye Power Partners LLC | 55816 | Hawkeye Power Partners LLC | 48M | Onshore Wind Turbine | 42 | 42 | IPP Non-CHP
8303 | Harbor Cogeneration Co. | 50541 | Harbor Cogen | GEN1 | Natural Gas Fired Combined Cycle | 82.3 | 80.8 | IPP Non-CHP
8303 | Harbor Cogeneration Co. | 50541 | Harbor Cogen | ST1 | Natural Gas Fired Combined Cycle | 13.6 | 9.9 | IPP Non-CHP
8303 | Harbor Cogeneration Co. | 50541 | Harbor Cogen | ST2 | Natural Gas Fired Combined Cycle | 11.5 | 11 | IPP Non-CHP
8353 | Sprague Hydro LLC | 10737 | Sprague Hydro | GEN1 | Conventional Hydroelectric | 1.2 | 1 | IPP Non-CHP
8365 | Hazelton/Wilson Joint Venture | 54306 | Wilson Lake Hydroelectric Project | 1 | Conventional Hydroelectric | 4.2 | 4.2 | IPP Non-CHP
8365 | Hazelton/Wilson Joint Venture | 54306 | Wilson Lake Hydroelectric Project | 2 | Conventional Hydroelectric | 4.2 | 4.2 | IPP Non-CHP
8365 | Hazelton/Wilson Joint Venture | 54558 | Hazelton B Hydro | U1 | Conventional Hydroelectric | 3.8 | 3.8 | IPP Non-CHP
8365 | Hazelton/Wilson Joint Venture | 54558 | Hazelton B Hydro | U2 | Conventional Hydroelectric | 3.8 | 3.8 | IPP Non-CHP
8366 | Heber Light & Power Company | 159 | Lake Creek Dam | 1 | Conventional Hydroelectric | 1.5 | 1 | Electric Utility
8366 | Heber Light & Power Company | 3658 | Snake Creek | 1 | Conventional Hydroelectric | 0.6 | 0.5 | Electric Utility
8366 | Heber Light & Power Company | 3658 | Snake Creek | 2 | Conventional Hydroelectric | 0.6 | 0.5 | Electric Utility
8366 | Heber Light & Power Company | 7111 | Heber City | 1 | Natural Gas Internal Combustion Engine | 1.4 | 1.4 | Electric Utility
8366 | Heber Light & Power Company | 7111 | Heber City | 2 | Natural Gas Internal Combustion Engine | 1.4 | 1.4 | Electric Utility
8366 | Heber Light & Power Company | 7111 | Heber City | 4 | Natural Gas Internal Combustion Engine | 1.9 | 1.9 | Electric Utility
8366 | Heber Light & Power Company | 7111 | Heber City | NA10 | Natural Gas Internal Combustion Engine | 1.9 | 1.9 | Electric Utility
8366 | Heber Light & Power Company | 7111 | Heber City | NA5 | Natural Gas Internal Combustion Engine | 0.7 | 0.7 | Electric Utility
8366 | Heber Light & Power Company | 7111 | Heber City | NA6 | Natural Gas Internal Combustion Engine | 0.7 | 0.7 | Electric Utility
8366 | Heber Light & Power Company | 7111 | Heber City | NA9 | Natural Gas Internal Combustion Engine | 1.9 | 1.9 | Electric Utility
8453 | Hendricks Regional Health | 54731 | Hendricks Regional Health | GE06 | Petroleum Liquids | 1 | 1 | Commercial Non-CHP
8453 | Hendricks Regional Health | 54731 | Hendricks Regional Health | GEO1 | Petroleum Liquids | 0.5 | 0.5 | Commercial Non-CHP
8453 | Hendricks Regional Health | 54731 | Hendricks Regional Health | GEO2 | Petroleum Liquids | 0.5 | 0.5 | Commercial Non-CHP
8453 | Hendricks Regional Health | 54731 | Hendricks Regional Health | GEO3 | Petroleum Liquids | 0.3 | 0.3 | Commercial Non-CHP
8453 | Hendricks Regional Health | 54731 | Hendricks Regional Health | GEO4 | Petroleum Liquids | 1 | 1 | Commercial Non-CHP
8453 | Hendricks Regional Health | 54731 | Hendricks Regional Health | GEO5 | Petroleum Liquids | 1 | 1 | Commercial Non-CHP
8486 | PInova Inc | 10120 | PInova Inc | GEN5 | Wood/Wood Waste Biomass | 7.1 | 7.1 | Industrial CHP
8490 | City of Herington - (KS) | 1283 | Herington | 4B | Petroleum Liquids | 1.6 | 1.5 | Electric Utility
8503 | Hermiston Generating Co LP | 54761 | Hermiston Generating Plant | GEN1 | Natural Gas Fired Combined Cycle | 106.1 | 80 | IPP CHP
8503 | Hermiston Generating Co LP | 54761 | Hermiston Generating Plant | GEN2 | Natural Gas Fired Combined Cycle | 204.5 | 152 | IPP CHP
8503 | Hermiston Generating Co LP | 54761 | Hermiston Generating Plant | GEN3 | Natural Gas Fired Combined Cycle | 106.1 | 80 | IPP CHP
8503 | Hermiston Generating Co LP | 54761 | Hermiston Generating Plant | GEN4 | Natural Gas Fired Combined Cycle | 204.5 | 152 | IPP CHP
8530 | HYPOWER INC | 50350 | Forks of Butte Hydro Project | GEN1 | Conventional Hydroelectric | 14.5 | 14.5 | IPP Non-CHP
8543 | Hibbing Public Utilities Comm | 1979 | Hibbing | 3 | Conventional Steam Coal | 10 | 10 | Electric Utility
8543 | Hibbing Public Utilities Comm | 1979 | Hibbing | 5 | Conventional Steam Coal | 19.5 | 19.5 | Electric Utility
8543 | Hibbing Public Utilities Comm | 1979 | Hibbing | 6 | Conventional Steam Coal | 6.4 | 1 | Electric Utility
8565 | FPLE High Winds, LLC | 56075 | High Winds LLC | 1 | Onshore Wind Turbine | 145.8 | 145.8 | IPP Non-CHP
8565 | FPLE High Winds, LLC | 56075 | High Winds LLC | 2 | Onshore Wind Turbine | 16.2 | 16.2 | IPP Non-CHP
8567 | City of Higginsville - (MO) | 2131 | Higginsville | 1 | Petroleum Liquids | 0.8 | 0.6 | Electric Utility
8567 | City of Higginsville - (MO) | 2131 | Higginsville | 2 | Petroleum Liquids | 1.7 | 1 | Electric Utility
8567 | City of Higginsville - (MO) | 2131 | Higginsville | 3 | Petroleum Liquids | 2.4 | 2.4 | Electric Utility
8567 | City of Higginsville - (MO) | 2131 | Higginsville | 4 | Natural Gas Fired Combustion Turbine | 40 | 37.5 | Electric Utility
8567 | City of Higginsville - (MO) | 2131 | Higginsville | 5 | Petroleum Liquids | 1.2 | 1.2 | Electric Utility
8567 | City of Higginsville - (MO) | 2131 | Higginsville | 6 | Petroleum Liquids | 5.5 | 4.5 | Electric Utility
8573 | City of Highland | 946 | Highland | IC1 | Petroleum Liquids | 1.6 | 1.6 | Electric Utility
8573 | City of Highland | 946 | Highland | IC2 | Petroleum Liquids | 1.6 | 1.6 | Electric Utility
8573 | City of Highland | 946 | Highland | IC3 | Petroleum Liquids | 1.6 | 1.6 | Electric Utility
8573 | City of Highland | 946 | Highland | IC5 | Petroleum Liquids | 2 | 2 | Electric Utility
8573 | City of Highland | 946 | Highland | IC6 | Petroleum Liquids | 2 | 2 | Electric Utility
8573 | City of Highland | 946 | Highland | IC7 | Petroleum Liquids | 4.4 | 4 | Electric Utility
8573 | City of Highland | 946 | Highland | IC8 | Petroleum Liquids | 4.4 | 4 | Electric Utility
8573 | City of Highland | 56114 | IMEA Highland | 1 | Petroleum Liquids | 1.8 | 1.8 | Electric Utility
8573 | City of Highland | 56114 | IMEA Highland | 2 | Petroleum Liquids | 1.8 | 1.8 | Electric Utility
8596 | High Shoals Hydro | 10121 | High Shoals Hydro (GA) | GEN1 | Conventional Hydroelectric | 1.4 | 1.4 | IPP Non-CHP
8599 | City of Hill City | 1285 | Hill City | 1 | Natural Gas Internal Combustion Engine | 1.3 | 1.1 | Electric Utility
8599 | City of Hill City | 1285 | Hill City | 2 | Natural Gas Internal Combustion Engine | 1.3 | 1.1 | Electric Utility
8599 | City of Hill City | 1285 | Hill City | 3 | Natural Gas Internal Combustion Engine | 0.6 | 0.6 | Electric Utility
8599 | City of Hill City | 1285 | Hill City | 4 | Natural Gas Internal Combustion Engine | 1.1 | 1 | Electric Utility
8599 | City of Hill City | 1285 | Hill City | 5 | Natural Gas Internal Combustion Engine | 1.3 | 1.2 | Electric Utility
8599 | City of Hill City | 1285 | Hill City | 6 | Natural Gas Internal Combustion Engine | 1.3 | 1.2 | Electric Utility
8628 | City of Hillsboro - (ND) | 56098 | Hillsboro | 1 | Petroleum Liquids | 2 | 2 | Electric Utility
8628 | City of Hillsboro - (ND) | 56098 | Hillsboro | 2 | Petroleum Liquids | 2 | 2 | Electric Utility
8631 | Hillsdale Board of Public Wks | 1829 | Hillsdale | 2 | Petroleum Liquids | 2.7 | 1.9 | Electric Utility
8631 | Hillsdale Board of Public Wks | 1829 | Hillsdale | 3 | Natural Gas Internal Combustion Engine | 3.5 | 2.4 | Electric Utility
8631 | Hillsdale Board of Public Wks | 1829 | Hillsdale | 4 | Natural Gas Internal Combustion Engine | 4.1 | 3.7 | Electric Utility
8631 | Hillsdale Board of Public Wks | 1829 | Hillsdale | 5 | Natural Gas Internal Combustion Engine | 5.6 | 5.6 | Electric Utility
8631 | Hillsdale Board of Public Wks | 1829 | Hillsdale | 6 | Natural Gas Internal Combustion Engine | 6 | 6 | Electric Utility
8633 | Hillsborough County | 50858 | Hillsborough County Resource Recovery | GEN1 | Municipal Solid Waste | 29 | 26 | IPP Non-CHP
8633 | Hillsborough County | 50858 | Hillsborough County Resource Recovery | GEN2 | Municipal Solid Waste | 18 | 16 | IPP Non-CHP
8641 | Hillman Power Co | 10346 | Hillman Power LLC | GEN1 | Wood/Wood Waste Biomass | 20 | 17.7 | IPP Non-CHP
8683 | CSL Behring LLC | 54790 | CSL Behring LLC | GEN1 | Natural Gas Fired Combustion Turbine | 4.2 | 3.8 | Industrial CHP
8688 | Hofstra University | 51035 | Hofstra University | GEN1 | Natural Gas Internal Combustion Engine | 1.1 | 1.1 | Commercial CHP
8688 | Hofstra University | 51035 | Hofstra University | GEN2 | Natural Gas Internal Combustion Engine | 1.1 | 1.1 | Commercial CHP
8696 | Hoge Lumber Co | 10739 | Hoge Lumber | AC3M | Wood/Wood Waste Biomass | 3 | 1.2 | Industrial Non-CHP
8696 | Hoge Lumber Co | 10739 | Hoge Lumber | W750 | Wood/Wood Waste Biomass | 0.7 | 0.3 | Industrial Non-CHP
8701 | Hoffman LaRoche Inc | 10123 | Hoffmann LaRoche | TG01 | Natural Gas Fired Combustion Turbine | 5.3 | 4.1 | Industrial CHP
8701 | Hoffman LaRoche Inc | 10123 | Hoffmann LaRoche | TG03 | Natural Gas Fired Combustion Turbine | 5.3 | 4.1 | Industrial CHP
8703 | City of Hoisington - (KS) | 1286 | Hoisington | 2A | Petroleum Liquids | 1 | 1.1 | Electric Utility
8703 | City of Hoisington - (KS) | 1286 | Hoisington | 6 | Natural Gas Internal Combustion Engine | 2 | 2 | Electric Utility
8703 | City of Hoisington - (KS) | 1286 | Hoisington | 7 | Natural Gas Internal Combustion Engine | 4 | 4 | Electric Utility
8703 | City of Hoisington - (KS) | 1286 | Hoisington | 8 | Natural Gas Internal Combustion Engine | 7 | 7 | Electric Utility
8705 | Hoffer Plastics | 54523 | Hoffer Plastics | GEN1 | Natural Gas Internal Combustion Engine | 0.8 | 0.8 | Industrial Non-CHP
8705 | Hoffer Plastics | 54523 | Hoffer Plastics | GEN2 | Natural Gas Internal Combustion Engine | 0.8 | 0.8 | Industrial Non-CHP
8705 | Hoffer Plastics | 54523 | Hoffer Plastics | GEN3 | Natural Gas Internal Combustion Engine | 0.8 | 0.8 | Industrial Non-CHP
8705 | Hoffer Plastics | 54523 | Hoffer Plastics | GEN4 | Natural Gas Internal Combustion Engine | 0.8 | 0.8 | Industrial Non-CHP
8705 | Hoffer Plastics | 54523 | Hoffer Plastics | GEN5 | Natural Gas Internal Combustion Engine | 0.8 | 0.8 | Industrial Non-CHP
8705 | Hoffer Plastics | 54523 | Hoffer Plastics | GEN6 | Natural Gas Internal Combustion Engine | 0.8 | 0.8 | Industrial Non-CHP
8705 | Hoffer Plastics | 54523 | Hoffer Plastics | GEN7 | Natural Gas Internal Combustion Engine | 0.8 | 0.8 | Industrial Non-CHP
8705 | Hoffer Plastics | 54523 | Hoffer Plastics | GEN8 | Natural Gas Internal Combustion Engine | 0.8 | 0.8 | Industrial Non-CHP
8705 | Hoffer Plastics | 54523 | Hoffer Plastics | GEN9 | Natural Gas Internal Combustion Engine | 0.8 | 0.8 | Industrial Non-CHP
8723 | City of Holland | 1830 | James De Young | 3 | Conventional Steam Coal | 11.5 | 10.5 | Electric Utility
8723 | City of Holland | 1830 | James De Young | 4 | Conventional Steam Coal | 22 | 20.5 | Electric Utility
8723 | City of Holland | 1830 | James De Young | 5 | Conventional Steam Coal | 29.3 | 27 | Electric Utility
8723 | City of Holland | 6356 | Sixth Street Gas Turbine | 1 | Petroleum Liquids | 24 | 16 | Electric Utility
8723 | City of Holland | 7268 | 491 E 48th Street | 7 | Natural Gas Fired Combustion Turbine | 39.1 | 32 | Electric Utility
8723 | City of Holland | 7268 | 491 E 48th Street | 8 | Natural Gas Fired Combustion Turbine | 39.1 | 32 | Electric Utility
8723 | City of Holland | 7268 | 491 E 48th Street | 9 | Natural Gas Fired Combustion Turbine | 83.5 | 72 | Electric Utility
8736 | Hollingworth & Vose Co | 10853 | Center Falls | 1 | Conventional Hydroelectric | 0.4 | 0.3 | Industrial Non-CHP
8736 | Hollingworth & Vose Co | 10853 | Center Falls | 2 | Conventional Hydroelectric | 0.4 | 0.3 | Industrial Non-CHP
8736 | Hollingworth & Vose Co | 10853 | Center Falls | 3 | Conventional Hydroelectric | 0.3 | 0.2 | Industrial Non-CHP
8751 | Town of Holly - (CO) | 502 | Holly | 5 | Petroleum Liquids | 0.4 | 0.3 | Electric Utility
8751 | Town of Holly - (CO) | 502 | Holly | CAT | Petroleum Liquids | 1.8 | 1.7 | Electric Utility
8751 | Town of Holly - (CO) | 502 | Holly | EMD | Petroleum Liquids | 0.7 | 0.7 | Electric Utility
8758 | Honeywell Farm Inc | 10125 | Honeywell Farms | 1 | Natural Gas Internal Combustion Engine | 0.8 | 0.8 | Industrial CHP
8758 | Honeywell Farm Inc | 10125 | Honeywell Farms | 2 | Natural Gas Internal Combustion Engine | 0.8 | 0.8 | Industrial CHP
8758 | Honeywell Farm Inc | 10125 | Honeywell Farms | 3 | Petroleum Liquids | 0.8 | 0.8 | Industrial CHP
8758 | Honeywell Farm Inc | 10125 | Honeywell Farms | 4 | Petroleum Liquids | 0.8 | 0.8 | Industrial CHP
8758 | Honeywell Farm Inc | 10125 | Honeywell Farms | 5 | Natural Gas Internal Combustion Engine | 0.8 | 0.8 | Industrial CHP
8758 | Honeywell Farm Inc | 10125 | Honeywell Farms | 6 | Natural Gas Internal Combustion Engine | 0.4 | 0.4 | Industrial CHP
8770 | City of Holton - (KS) | 1287 | Holton | 10 | Petroleum Liquids | 2 | 1.8 | Electric Utility
8770 | City of Holton - (KS) | 1287 | Holton | 11 | Petroleum Liquids | 2.4 | 2.2 | Electric Utility
8770 | City of Holton - (KS) | 1287 | Holton | 12 | Natural Gas Internal Combustion Engine | 3.1 | 3 | Electric Utility
8770 | City of Holton - (KS) | 1287 | Holton | 13 | Natural Gas Internal Combustion Engine | 3.1 | 3 | Electric Utility
8770 | City of Holton - (KS) | 1287 | Holton | 6 | Petroleum Liquids | 1.8 | 1.4 | Electric Utility
8770 | City of Holton - (KS) | 1287 | Holton | 7 | Petroleum Liquids | 2.8 | 2.4 | Electric Utility
8770 | City of Holton - (KS) | 1287 | Holton | 8 | Petroleum Liquids | 4.3 | 3.8 | Electric Utility
8770 | City of Holton - (KS) | 1287 | Holton | 9 | Petroleum Liquids | 2 | 1.8 | Electric Utility
8776 | City of Holyoke Gas and Electric Dept. | 1603 | Boatlock | 1 | Conventional Hydroelectric | 0.7 | 0.7 | Electric Utility
8776 | City of Holyoke Gas and Electric Dept. | 1603 | Boatlock | 2 | Conventional Hydroelectric | 1.2 | 1.2 | Electric Utility
8776 | City of Holyoke Gas and Electric Dept. | 1603 | Boatlock | 3 | Conventional Hydroelectric | 1.2 | 1.2 | Electric Utility
8776 | City of Holyoke Gas and Electric Dept. | 1604 | Chemical | 1 | Conventional Hydroelectric | 0.8 | 0.8 | Electric Utility
8776 | City of Holyoke Gas and Electric Dept. | 1604 | Chemical | 2 | Conventional Hydroelectric | 0.8 | 0.8 | Electric Utility
8776 | City of Holyoke Gas and Electric Dept. | 1605 | Hadley Falls | 1 | Conventional Hydroelectric | 17.6 | 15.3 | Electric Utility
8776 | City of Holyoke Gas and Electric Dept. | 1605 | Hadley Falls | 2 | Conventional Hydroelectric | 15.8 | 15 | Electric Utility
8776 | City of Holyoke Gas and Electric Dept. | 1607 | Riverside Holyoke | 4 | Conventional Hydroelectric | 0.8 | 0.8 | Electric Utility
8776 | City of Holyoke Gas and Electric Dept. | 1607 | Riverside Holyoke | 5 | Conventional Hydroelectric | 0.6 | 0.6 | Electric Utility
8776 | City of Holyoke Gas and Electric Dept. | 1607 | Riverside Holyoke | 7 | Conventional Hydroelectric | 1.5 | 1.5 | Electric Utility
8776 | City of Holyoke Gas and Electric Dept. | 1607 | Riverside Holyoke | 8 | Conventional Hydroelectric | 4 | 4 | Electric Utility
8776 | City of Holyoke Gas and Electric Dept. | 1630 | Cobble Mountain | 1 | Conventional Hydroelectric | 13 | 12.9 | Electric Utility
8776 | City of Holyoke Gas and Electric Dept. | 1630 | Cobble Mountain | 2 | Conventional Hydroelectric | 7 | 6.8 | Electric Utility
8776 | City of Holyoke Gas and Electric Dept. | 1630 | Cobble Mountain | 3 | Conventional Hydroelectric | 13 | 12.9 | Electric Utility
8776 | City of Holyoke Gas and Electric Dept. | 9864 | Cabot Holyoke | 1 | Conventional Hydroelectric | 0.8 | 0.6 | Electric Utility
8776 | City of Holyoke Gas and Electric Dept. | 9864 | Cabot Holyoke | 2 | Conventional Hydroelectric | 0.8 | 0.6 | Electric Utility
8776 | City of Holyoke Gas and Electric Dept. | 9864 | Cabot Holyoke | 3 | Conventional Hydroelectric | 0.4 | 0.3 | Electric Utility
8776 | City of Holyoke Gas and Electric Dept. | 9864 | Cabot Holyoke | 4 | Conventional Hydroelectric | 0.6 | 0.5 | Electric Utility
8776 | City of Holyoke Gas and Electric Dept. | 54981 | Harris Energy Realty | ALBA | Conventional Hydroelectric | 0.3 | 0.3 | Electric Utility
8776 | City of Holyoke Gas and Electric Dept. | 54981 | Harris Energy Realty | ALBD | Conventional Hydroelectric | 0.5 | 0.4 | Electric Utility
8776 | City of Holyoke Gas and Electric Dept. | 54981 | Harris Energy Realty | NONO | Conventional Hydroelectric | 0.5 | 0.5 | Electric Utility
8785 | Homestretch Geothermal LLC | 55988 | Wabuska | 1 | Geothermal | 0.6 | 0.4 | IPP Non-CHP
8785 | Homestretch Geothermal LLC | 55988 | Wabuska | 2 | Geothermal | 0.8 | 0.4 | IPP Non-CHP
8785 | Homestretch Geothermal LLC | 55988 | Wabuska | 3 | Geothermal | 0.8 | 0.1 | IPP Non-CHP
8785 | Homestretch Geothermal LLC | 55988 | Wabuska | 4 | Geothermal | 0.8 | 0.4 | IPP Non-CHP
8785 | Homestretch Geothermal LLC | 55988 | Wabuska | 5 | Geothermal | 0.8 | 0.4 | IPP Non-CHP
8785 | Homestretch Geothermal LLC | 55988 | Wabuska | 6 | Geothermal | 0.8 | 0.4 | IPP Non-CHP
8785 | Homestretch Geothermal LLC | 55988 | Wabuska | 7 | Geothermal | 0.8 | 0.4 | IPP Non-CHP
8787 | Humboldt Bay Mun Water Dist | 10128 | Gosselin Hydro Plant | GEN1 | Conventional Hydroelectric | 1 | 0.2 | IPP Non-CHP
8787 | Humboldt Bay Mun Water Dist | 10128 | Gosselin Hydro Plant | GEN2 | Conventional Hydroelectric | 1 | 0.2 | IPP Non-CHP
8795 | City of Homestead - (FL) | 665 | G W Ivey | 13 | Natural Gas Internal Combustion Engine | 2 | 1.8 | Electric Utility
8795 | City of Homestead - (FL) | 665 | G W Ivey | 14 | Natural Gas Internal Combustion Engine | 2 | 1.8 | Electric Utility
8795 | City of Homestead - (FL) | 665 | G W Ivey | 15 | Natural Gas Internal Combustion Engine | 2 | 1.8 | Electric Utility
8795 | City of Homestead - (FL) | 665 | G W Ivey | 16 | Natural Gas Internal Combustion Engine | 2 | 1.8 | Electric Utility
8795 | City of Homestead - (FL) | 665 | G W Ivey | 17 | Natural Gas Internal Combustion Engine | 2 | 1.8 | Electric Utility
8795 | City of Homestead - (FL) | 665 | G W Ivey | 19 | Natural Gas Internal Combustion Engine | 8.8 | 8 | Electric Utility
8795 | City of Homestead - (FL) | 665 | G W Ivey | 2 | Natural Gas Internal Combustion Engine | 2 | 1.8 | Electric Utility
8795 | City of Homestead - (FL) | 665 | G W Ivey | 20 | Natural Gas Internal Combustion Engine | 6.4 | 6 | Electric Utility
8795 | City of Homestead - (FL) | 665 | G W Ivey | 21 | Natural Gas Internal Combustion Engine | 6.4 | 6 | Electric Utility
8795 | City of Homestead - (FL) | 665 | G W Ivey | 3 | Natural Gas Internal Combustion Engine | 2 | 1.8 | Electric Utility
8797 | Hull Municipal Light Plant | 56800 | Hull Wind II | HW2 | Onshore Wind Turbine | 1.8 | 1.8 | Electric Utility
8847 | City of Hopkinton - (IA) | 8108 | Hopkinton | 1 | Petroleum Liquids | 1.6 | 1.6 | Electric Utility
8847 | City of Hopkinton - (IA) | 8108 | Hopkinton | CAT | Petroleum Liquids | 2.5 | 2.2 | Electric Utility
8862 | Horseshoe Bend Hydroelectric Co | 54524 | Horseshoe Bend Hydroelectric Co | GEN1 | Conventional Hydroelectric | 4.7 | 4.7 | IPP Non-CHP
8862 | Horseshoe Bend Hydroelectric Co | 54524 | Horseshoe Bend Hydroelectric Co | GEN2 | Conventional Hydroelectric | 4.7 | 4.7 | IPP Non-CHP
8884 | Terrebonne Parish Consol Gov't | 1439 | Houma | 14 | Natural Gas Steam Turbine | 12.6 | 10 | Electric Utility
8884 | Terrebonne Parish Consol Gov't | 1439 | Houma | 15 | Natural Gas Steam Turbine | 25.5 | 23.5 | Electric Utility
8884 | Terrebonne Parish Consol Gov't | 1439 | Houma | 16 | Natural Gas Steam Turbine | 40.8 | 38.6 | Electric Utility
8927 | Hunterdon Cogeneration LP | 54707 | Hunterdon Cogen Facility | 1 | Natural Gas Fired Combustion Turbine | 4.1 | 4.1 | Commercial CHP
8973 | Town of Hudson - (MA) | 9038 | Cherry Street | 10 | Petroleum Liquids | 2.2 | 2.1 | Electric Utility
8973 | Town of Hudson - (MA) | 9038 | Cherry Street | 11 | Petroleum Liquids | 2.2 | 2.1 | Electric Utility
8973 | Town of Hudson - (MA) | 9038 | Cherry Street | 12 | Petroleum Liquids | 5.6 | 4.9 | Electric Utility
8973 | Town of Hudson - (MA) | 9038 | Cherry Street | 7 | Petroleum Liquids | 3.3 | 2.8 | Electric Utility
8973 | Town of Hudson - (MA) | 9038 | Cherry Street | 8 | Petroleum Liquids | 4 | 3.4 | Electric Utility
9011 | City of Hugoton - (KS) | 7011 | Hugoton 2 | 10 | Petroleum Liquids | 4.3 | 4 | Electric Utility
9011 | City of Hugoton - (KS) | 7011 | Hugoton 2 | 11 | Petroleum Liquids | 2.5 | 2.2 | Electric Utility
9011 | City of Hugoton - (KS) | 7011 | Hugoton 2 | 12 | Petroleum Liquids | 3 | 2.8 | Electric Utility
9011 | City of Hugoton - (KS) | 7011 | Hugoton 2 | 13 | Natural Gas Internal Combustion Engine | 0.8 | 0.5 | Electric Utility
9011 | City of Hugoton - (KS) | 7011 | Hugoton 2 | 7 | Petroleum Liquids | 2.3 | 2 | Electric Utility
9011 | City of Hugoton - (KS) | 7011 | Hugoton 2 | 8 | Petroleum Liquids | 2 | 1.8 | Electric Utility
9011 | City of Hugoton - (KS) | 7011 | Hugoton 2 | 9A | Petroleum Liquids | 4.3 | 4 | Electric Utility
9093 | Hydro Energies Inc | 10137 | Deweys Mill | GEN1 | Conventional Hydroelectric | 2.5 | 2.4 | IPP Non-CHP
9093 | Hydro Energies Inc | 10137 | Deweys Mill | GEN2 | Conventional Hydroelectric | 0.5 | 0.5 | IPP Non-CHP
9097 | Huntington Resource Recovery | 50656 | Huntington Resource Recovery Facility | GEN1 | Municipal Solid Waste | 28 | 24.5 | IPP Non-CHP
9128 | Hurricane Power Committee | 57899 | Hurricane City Power | 1 | Petroleum Liquids | 1.7 | 1.6 | Electric Utility
9128 | Hurricane Power Committee | 57899 | Hurricane City Power | 2 | Petroleum Liquids | 1.7 | 1.6 | Electric Utility
9128 | Hurricane Power Committee | 57899 | Hurricane City Power | 3 | Petroleum Liquids | 1.7 | 1.6 | Electric Utility
9128 | Hurricane Power Committee | 57899 | Hurricane City Power | 4 | Natural Gas Internal Combustion Engine | 2 | 1.9 | Electric Utility
9128 | Hurricane Power Committee | 57899 | Hurricane City Power | 5 | Natural Gas Internal Combustion Engine | 2 | 1.9 | Electric Utility
9128 | Hurricane Power Committee | 57899 | Hurricane City Power | 6 | Natural Gas Internal Combustion Engine | 2 | 1.9 | Electric Utility
9128 | Hurricane Power Committee | 57899 | Hurricane City Power | 7 | Natural Gas Internal Combustion Engine | 2 | 1.9 | Electric Utility
9128 | Hurricane Power Committee | 57899 | Hurricane City Power | 8 | Natural Gas Internal Combustion Engine | 2 | 1.9 | Electric Utility
9130 | Hutchinson Utilities Comm | 1980 | Hutchinson Plant #1 | 10 | Natural Gas Internal Combustion Engine | 8.8 | 8.8 | Electric Utility
9130 | Hutchinson Utilities Comm | 1980 | Hutchinson Plant #1 | 2 | Natural Gas Internal Combustion Engine | 2 | 2 | Electric Utility
9130 | Hutchinson Utilities Comm | 1980 | Hutchinson Plant #1 | 3 | Natural Gas Internal Combustion Engine | 4.5 | 3.9 | Electric Utility
9130 | Hutchinson Utilities Comm | 1980 | Hutchinson Plant #1 | 4 | Natural Gas Internal Combustion Engine | 4 | 3.9 | Electric Utility
9130 | Hutchinson Utilities Comm | 1980 | Hutchinson Plant #1 | 8 | Natural Gas Fired Combined Cycle | 16 | 13 | Electric Utility
9130 | Hutchinson Utilities Comm | 6358 | Hutchinson Plant #2 | 2 | Natural Gas Fired Combined Cycle | 54 | 41 | Electric Utility
9130 | Hutchinson Utilities Comm | 6358 | Hutchinson Plant #2 | 3 | Natural Gas Fired Combined Cycle | 11.5 | 10 | Electric Utility
9130 | Hutchinson Utilities Comm | 6358 | Hutchinson Plant #2 | 9 | Natural Gas Fired Combustion Turbine | 25 | 22 | Electric Utility
9143 | Hydro Technology Systems Inc | 3868 | Meyers Falls | UN1 | Conventional Hydroelectric | 0.9 | 0.9 | IPP Non-CHP
9143 | Hydro Technology Systems Inc | 3868 | Meyers Falls | UN2 | Conventional Hydroelectric | 0.3 | 0.3 | IPP Non-CHP
9155 | Inland Empire Energy Ctr LLC | 55853 | Inland Empire Energy Center | 1 | Natural Gas Fired Combined Cycle | 409.5 | 345 | IPP Non-CHP
9155 | Inland Empire Energy Ctr LLC | 55853 | Inland Empire Energy Center | 2 | Natural Gas Fired Combined Cycle | 409.5 | 345 | IPP Non-CHP
9187 | City of Idaho Falls - (ID) | 790 | Gem State | 1 | Conventional Hydroelectric | 23.4 | 23.4 | Electric Utility
9187 | City of Idaho Falls - (ID) | 841 | City Power Plant | 3 | Conventional Hydroelectric | 8 | 8 | Electric Utility
9187 | City of Idaho Falls - (ID) | 843 | Lower No 2 | 1 | Conventional Hydroelectric | 3 | 3 | Electric Utility
9187 | City of Idaho Falls - (ID) | 844 | Upper Power Plant | 4 | Conventional Hydroelectric | 8 | 8 | Electric Utility
9187 | City of Idaho Falls - (ID) | 7012 | Lower No 1 | 2 | Conventional Hydroelectric | 8 | 8 | Electric Utility
9188 | I-N-N Electric Coop, Inc | 7183 | Newhalen | 5 | Petroleum Liquids | 0.3 | 0.3 | Electric Utility
9188 | I-N-N Electric Coop, Inc | 7183 | Newhalen | 6 | Petroleum Liquids | 0.3 | 0.3 | Electric Utility
9188 | I-N-N Electric Coop, Inc | 7183 | Newhalen | 7 | Petroleum Liquids | 0.3 | 0.3 | Electric Utility
9188 | I-N-N Electric Coop, Inc | 7183 | Newhalen | H-1 | Conventional Hydroelectric | 0.4 | 0.4 | Electric Utility
9188 | I-N-N Electric Coop, Inc | 7183 | Newhalen | H-2 | Conventional Hydroelectric | 0.4 | 0.4 | Electric Utility
9191 | Idaho Power Co | 809 | American Falls | 1 | Conventional Hydroelectric | 30.8 | 36.8 | Electric Utility
9191 | Idaho Power Co | 809 | American Falls | 2 | Conventional Hydroelectric | 30.8 | 36.8 | Electric Utility
9191 | Idaho Power Co | 809 | American Falls | 3 | Conventional Hydroelectric | 30.8 | 36.8 | Electric Utility
9191 | Idaho Power Co | 810 | Bliss | 1 | Conventional Hydroelectric | 25 | 26.9 | Electric Utility
9191 | Idaho Power Co | 810 | Bliss | 2 | Conventional Hydroelectric | 25 | 25.7 | Electric Utility
9191 | Idaho Power Co | 810 | Bliss | 3 | Conventional Hydroelectric | 25 | 28.8 | Electric Utility
9191 | Idaho Power Co | 811 | Brownlee | 1 | Conventional Hydroelectric | 90.1 | 123.3 | Electric Utility
9191 | Idaho Power Co | 811 | Brownlee | 2 | Conventional Hydroelectric | 90.1 | 131.2 | Electric Utility
9191 | Idaho Power Co | 811 | Brownlee | 3 | Conventional Hydroelectric | 90.1 | 120.2 | Electric Utility
9191 | Idaho Power Co | 811 | Brownlee | 4 | Conventional Hydroelectric | 90.1 | 123.1 | Electric Utility
9191 | Idaho Power Co | 811 | Brownlee | 5 | Conventional Hydroelectric | 225 | 246.2 | Electric Utility
9191 | Idaho Power Co | 812 | C J Strike | 1 | Conventional Hydroelectric | 27.6 | 32.3 | Electric Utility
9191 | Idaho Power Co | 812 | C J Strike | 2 | Conventional Hydroelectric | 27.6 | 31.2 | Electric Utility
9191 | Idaho Power Co | 812 | C J Strike | 3 | Conventional Hydroelectric | 27.6 | 30.7 | Electric Utility
9191 | Idaho Power Co | 813 | Cascade Dam | 1 | Conventional Hydroelectric | 6.2 | 7.2 | Electric Utility
9191 | Idaho Power Co | 813 | Cascade Dam | 2 | Conventional Hydroelectric | 6.2 | 7.2 | Electric Utility
9191 | Idaho Power Co | 814 | Clear Lake | 1 | Conventional Hydroelectric | 2.5 | 2.1 | Electric Utility
9191 | Idaho Power Co | 815 | Lower Malad | 1 | Conventional Hydroelectric | 13.5 | 15.3 | Electric Utility
9191 | Idaho Power Co | 816 | Lower Salmon | 1 | Conventional Hydroelectric | 15 | 18.1 | Electric Utility
9191 | Idaho Power Co | 816 | Lower Salmon | 2 | Conventional Hydroelectric | 15 | 18 | Electric Utility
9191 | Idaho Power Co | 816 | Lower Salmon | 3 | Conventional Hydroelectric | 15 | 17.7 | Electric Utility
9191 | Idaho Power Co | 816 | Lower Salmon | 4 | Conventional Hydroelectric | 15 | 18.1 | Electric Utility
9191 | Idaho Power Co | 817 | Salmon Diesel | 1 | Petroleum Liquids | 2.5 | 2.7 | Electric Utility
9191 | Idaho Power Co | 817 | Salmon Diesel | 2 | Petroleum Liquids | 2.5 | 2.7 | Electric Utility
9191 | Idaho Power Co | 818 | Shoshone Falls | 1 | Conventional Hydroelectric | 0.6 | 0.7 | Electric Utility
9191 | Idaho Power Co | 818 | Shoshone Falls | 2 | Conventional Hydroelectric | 0.4 | 0.4 | Electric Utility
9191 | Idaho Power Co | 818 | Shoshone Falls | 3 | Conventional Hydroelectric | 11.5 | 12.8 | Electric Utility
9191 | Idaho Power Co | 819 | Swan Falls | 1 | Conventional Hydroelectric | 12.5 | 14.9 | Electric Utility
9191 | Idaho Power Co | 819 | Swan Falls | 2 | Conventional Hydroelectric | 12.5 | 14.5 | Electric Utility
9191 | Idaho Power Co | 820 | Thousand Springs | 1 | Conventional Hydroelectric | 1 | 0.8 | Electric Utility
9191 | Idaho Power Co | 820 | Thousand Springs | 2 | Conventional Hydroelectric | 1 | 0.8 | Electric Utility
9191 | Idaho Power Co | 820 | Thousand Springs | 3 | Conventional Hydroelectric | 6.8 | 6.4 | Electric Utility
9191 | Idaho Power Co | 821 | Twin Falls (ID) | 1 | Conventional Hydroelectric | 8.4 | 10.1 | Electric Utility
9191 | Idaho Power Co | 821 | Twin Falls (ID) | 2 | Conventional Hydroelectric | 44.3 | 43.1 | Electric Utility
9191 | Idaho Power Co | 822 | Upper Salmon A | 1 | Conventional Hydroelectric | 9 | 9.5 | Electric Utility
9191 | Idaho Power Co | 822 | Upper Salmon A | 2 | Conventional Hydroelectric | 9 | 8.7 | Electric Utility
9191 | Idaho Power Co | 823 | Upper Malad | 1 | Conventional Hydroelectric | 8.3 | 8.1 | Electric Utility
9191 | Idaho Power Co | 3013 | Hells Canyon | 1 | Conventional Hydroelectric | 130.5 | 145.8 | Electric Utility
9191 | Idaho Power Co | 3013 | Hells Canyon | 2 | Conventional Hydroelectric | 130.5 | 150 | Electric Utility
9191 | Idaho Power Co | 3013 | Hells Canyon | 3 | Conventional Hydroelectric | 130.5 | 149.2 | Electric Utility
9191 | Idaho Power Co | 3014 | Oxbow (OR) | 1 | Conventional Hydroelectric | 47.5 | 55.3 | Electric Utility
9191 | Idaho Power Co | 3014 | Oxbow (OR) | 2 | Conventional Hydroelectric | 47.5 | 54.8 | Electric Utility
9191 | Idaho Power Co | 3014 | Oxbow (OR) | 3 | Conventional Hydroelectric | 47.5 | 54.9 | Electric Utility
9191 | Idaho Power Co | 3014 | Oxbow (OR) | 4 | Conventional Hydroelectric | 47.5 | 54.8 | Electric Utility
9191 | Idaho Power Co | 7079 | Upper Salmon B | 1 | Conventional Hydroelectric | 8.2 | 8.8 | Electric Utility
9191 | Idaho Power Co | 7079 | Upper Salmon B | 2 | Conventional Hydroelectric | 8.3 | 8.4 | Electric Utility
9191 | Idaho Power Co | 7190 | Milner Hydro | 1 | Conventional Hydroelectric | 46.6 | 47.8 | Electric Utility
9191 | Idaho Power Co | 7190 | Milner Hydro | 2 | Conventional Hydroelectric | 12.1 | 12.5 | Electric Utility
9191 | Idaho Power Co | 7190 | Milner Hydro | 3 | Conventional Hydroelectric | 0.8 | 0.8 | Electric Utility
9191 | Idaho Power Co | 7953 | Evander Andrews Power Complex | 1 | Natural Gas Fired Combustion Turbine | 179.1 | 171 | Electric Utility
9191 | Idaho Power Co | 7953 | Evander Andrews Power Complex | 2 | Natural Gas Fired Combustion Turbine | 45.9 | 45.4 | Electric Utility
9191 | Idaho Power Co | 7953 | Evander Andrews Power Complex | 3 | Natural Gas Fired Combustion Turbine | 45.9 | 45.1 | Electric Utility
9191 | Idaho Power Co | 55733 | Bennett Mountain | 1 | Natural Gas Fired Combustion Turbine | 172.8 | 164 | Electric Utility
9191 | Idaho Power Co | 57028 | Langley Gulch Power Plant | GTG | Natural Gas Fired Combined Cycle | 187 | 176.9 | Electric Utility
9191 | Idaho Power Co | 57028 | Langley Gulch Power Plant | STG | Natural Gas Fired Combined Cycle | 131.5 | 122.8 | Electric Utility
9205 | Illinois Electricial Gen Partn | 55759 | Roxana Resource Recovery | RX1 | Landfill Gas | 1.1 | 0.9 | IPP Non-CHP
9205 | Illinois Electricial Gen Partn | 55759 | Roxana Resource Recovery | RX2 | Landfill Gas | 1.1 | 0.9 | IPP Non-CHP
9205 | Illinois Electricial Gen Partn | 55759 | Roxana Resource Recovery | RX3 | Landfill Gas | 1.1 | 0.9 | IPP Non-CHP
9205 | Illinois Electricial Gen Partn | 55759 | Roxana Resource Recovery | RX4 | Landfill Gas | 1.1 | 0.9 | IPP Non-CHP
9205 | Illinois Electricial Gen Partn | 55760 | Streator Energy Partners LLC | ST1 | Landfill Gas | 1.1 | 0.9 | IPP Non-CHP
9205 | Illinois Electricial Gen Partn | 55762 | Brickyard Energy Partners LLC | BR1 | Landfill Gas | 1.1 | 0.9 | IPP Non-CHP
9205 | Illinois Electricial Gen Partn | 55762 | Brickyard Energy Partners LLC | BR2 | Landfill Gas | 1.1 | 0.9 | IPP Non-CHP
9205 | Illinois Electricial Gen Partn | 55762 | Brickyard Energy Partners LLC | BR3 | Landfill Gas | 1.1 | 0.9 | IPP Non-CHP
9205 | Illinois Electricial Gen Partn | 55762 | Brickyard Energy Partners LLC | BR5 | Landfill Gas | 1.1 | 0.9 | IPP Non-CHP
9205 | Illinois Electricial Gen Partn | 55763 | Dixon/Lee Energy Partners LLC | DX1 | Landfill Gas | 1.1 | 0.9 | IPP Non-CHP
9205 | Illinois Electricial Gen Partn | 55763 | Dixon/Lee Energy Partners LLC | DX2 | Landfill Gas | 1.1 | 0.9 | IPP Non-CHP
9205 | Illinois Electricial Gen Partn | 55763 | Dixon/Lee Energy Partners LLC | DX3 | Landfill Gas | 1.1 | 0.9 | IPP Non-CHP
9205 | Illinois Electricial Gen Partn | 55763 | Dixon/Lee Energy Partners LLC | DX4 | Landfill Gas | 1.1 | 0.9 | IPP Non-CHP
9205 | Illinois Electricial Gen Partn | 55764 | Upper Rock Energy Partners LLC | UR1 | Landfill Gas | 1.1 | 0.9 | IPP Non-CHP
9205 | Illinois Electricial Gen Partn | 55764 | Upper Rock Energy Partners LLC | UR2 | Landfill Gas | 1.1 | 0.9 | IPP Non-CHP
9205 | Illinois Electricial Gen Partn | 55764 | Upper Rock Energy Partners LLC | UR3 | Landfill Gas | 1.1 | 0.9 | IPP Non-CHP
9205 | Illinois Electricial Gen Partn | 55764 | Upper Rock Energy Partners LLC | UR4 | Landfill Gas | 1.1 | 0.9 | IPP Non-CHP
9205 | Illinois Electricial Gen Partn | 55773 | Countyside Genco LLC | CS10 | Landfill Gas | 3.2 | 2 | IPP Non-CHP
9205 | Illinois Electricial Gen Partn | 55773 | Countyside Genco LLC | CS7 | Landfill Gas | 3.2 | 2 | IPP Non-CHP
9205 | Illinois Electricial Gen Partn | 55773 | Countyside Genco LLC | CS8 | Landfill Gas | 3.2 | 2 | IPP Non-CHP
9205 | Illinois Electricial Gen Partn | 55773 | Countyside Genco LLC | CS9 | Landfill Gas | 3.2 | 2 | IPP Non-CHP
9205 | Illinois Electricial Gen Partn | 55774 | Morris Genco LLC | MO4 | Landfill Gas | 1.1 | 1 | IPP Non-CHP
9205 | Illinois Electricial Gen Partn | 55774 | Morris Genco LLC | MO5 | Landfill Gas | 1.1 | 1 | IPP Non-CHP
9209 | Illinois Rural Electric Coop | 56376 | Pike County Wind Power | WTG1 | Onshore Wind Turbine | 1.7 | 1.7 | Electric Utility
9210 | International Paper Co-Riegelwood | 54656 | International Paper Riegelwood Mill | NO 1 | Wood/Wood Waste Biomass | 7.5 | 7.8 | Industrial CHP
9210 | International Paper Co-Riegelwood | 54656 | International Paper Riegelwood Mill | NO 2 | Wood/Wood Waste Biomass | 10 | 8.3 | Industrial CHP
9210 | International Paper Co-Riegelwood | 54656 | International Paper Riegelwood Mill | NO3 | Wood/Wood Waste Biomass | 44 | 44.5 | Industrial CHP
9216 | Imperial Irrigation District | 314 | Drop 5 | 1 | Conventional Hydroelectric | 2 | 0.9 | Electric Utility
9216 | Imperial Irrigation District | 314 | Drop 5 | 2 | Conventional Hydroelectric | 2 | 1.9 | Electric Utility
9216 | Imperial Irrigation District | 385 | Drop 2 (CA) | 1 | Conventional Hydroelectric | 5 | 3.4 | Electric Utility
9216 | Imperial Irrigation District | 385 | Drop 2 (CA) | 2 | Conventional Hydroelectric | 5 | 5 | Electric Utility
9216 | Imperial Irrigation District | 386 | Drop 3 (CA) | 1 | Conventional Hydroelectric | 4.8 | 2.7 | Electric Utility
9216 | Imperial Irrigation District | 386 | Drop 3 (CA) | 2 | Conventional Hydroelectric | 4.4 | 4.6 | Electric Utility
9216 | Imperial Irrigation District | 387 | Drop 4 | 1 | Conventional Hydroelectric | 10 | 8.1 | Electric Utility
9216 | Imperial Irrigation District | 387 | Drop 4 | 2 | Conventional Hydroelectric | 9.6 | 11 | Electric Utility
9216 | Imperial Irrigation District | 388 | Pilot Knob | 1 | Conventional Hydroelectric | 16.5 |  | Electric Utility
9216 | Imperial Irrigation District | 388 | Pilot Knob | 2 | Conventional Hydroelectric | 16.5 |  | Electric Utility
9216 | Imperial Irrigation District | 389 | El Centro | 2 | Natural Gas Fired Combined Cycle | 34.5 | 32.8 | Electric Utility
9216 | Imperial Irrigation District | 389 | El Centro | 2A | Natural Gas Fired Combined Cycle | 89.9 | 76 | Electric Utility
9216 | Imperial Irrigation District | 389 | El Centro | 30 | Natural Gas Fired Combined Cycle | 65.9 | 56.5 | Electric Utility
9216 | Imperial Irrigation District | 389 | El Centro | 31 | Natural Gas Fired Combined Cycle | 43.2 | 45 | Electric Utility
9216 | Imperial Irrigation District | 389 | El Centro | 32 | Natural Gas Fired Combined Cycle | 43.2 | 45 | Electric Utility
9216 | Imperial Irrigation District | 389 | El Centro | 4 | Natural Gas Steam Turbine | 81.6 | 70 | Electric Utility
9216 | Imperial Irrigation District | 585 | Drop 1 | 1 | Conventional Hydroelectric | 1.9 | 1.3 | Electric Utility
9216 | Imperial Irrigation District | 585 | Drop 1 | 2 | Conventional Hydroelectric | 1.9 | 1.2 | Electric Utility
9216 | Imperial Irrigation District | 585 | Drop 1 | 3 | Conventional Hydroelectric | 1.9 | 1.3 | Electric Utility
9216 | Imperial Irrigation District | 586 | East Highline | 1 | Conventional Hydroelectric | 2.4 | 1 | Electric Utility
9216 | Imperial Irrigation District | 6060 | Coachella | 1 | Natural Gas Fired Combustion Turbine | 23.1 | 20.1 | Electric Utility
9216 | Imperial Irrigation District | 6060 | Coachella | 2 | Natural Gas Fired Combustion Turbine | 23.1 | 20 | Electric Utility
9216 | Imperial Irrigation District | 6060 | Coachella | 3 | Natural Gas Fired Combustion Turbine | 23.1 | 20.7 | Electric Utility
9216 | Imperial Irrigation District | 6060 | Coachella | 4 | Natural Gas Fired Combustion Turbine | 23.1 | 20.8 | Electric Utility
9216 | Imperial Irrigation District | 7824 | Rockwood | 1 | Natural Gas Fired Combustion Turbine | 24.9 | 24.1 | Electric Utility
9216 | Imperial Irrigation District | 7824 | Rockwood | 2 | Petroleum Liquids | 24.9 | 23 | Electric Utility
9216 | Imperial Irrigation District | 56569 | Niland Gas Turbine Plant | 1 | Natural Gas Fired Combustion Turbine | 60.5 | 47.5 | Electric Utility
9216 | Imperial Irrigation District | 56569 | Niland Gas Turbine Plant | 2 | Natural Gas Fired Combustion Turbine | 60.5 | 47.5 | Electric Utility
9227 | Ingersall Machine Tools Inc. | 50989 | Ingersoll Milling Machine | 0071 | Natural Gas Fired Combustion Turbine | 0.6 | 0.6 | Industrial CHP
9227 | Ingersall Machine Tools Inc. | 50989 | Ingersoll Milling Machine | 0072 | Natural Gas Fired Combustion Turbine | 0.6 | 0.6 | Industrial CHP
9227 | Ingersall Machine Tools Inc. | 50989 | Ingersoll Milling Machine | 0073 | Natural Gas Fired Combustion Turbine | 0.6 | 0.6 | Industrial CHP
9227 | Ingersall Machine Tools Inc. | 50989 | Ingersoll Milling Machine | 0074 | Natural Gas Fired Combustion Turbine | 0.6 | 0.6 | Industrial CHP
9227 | Ingersall Machine Tools Inc. | 50989 | Ingersoll Milling Machine | 0075 | Natural Gas Fired Combustion Turbine | 0.6 | 0.6 | Industrial CHP
9227 | Ingersall Machine Tools Inc. | 50989 | Ingersoll Milling Machine | 0076 | Natural Gas Fired Combustion Turbine | 0.8 | 0.7 | Industrial CHP
9227 | Ingersall Machine Tools Inc. | 50989 | Ingersoll Milling Machine | 0077 | Natural Gas Fired Combustion Turbine | 0.8 | 0.6 | Industrial CHP
9231 | City of Independence - (MO) | 2132 | Blue Valley | 2 | Conventional Steam Coal | 25 | 21 | Electric Utility
9231 | City of Independence - (MO) | 2132 | Blue Valley | 3 | Conventional Steam Coal | 65 | 51 | Electric Utility
9231 | City of Independence - (MO) | 2132 | Blue Valley | ST1 | Conventional Steam Coal | 25 | 21 | Electric Utility
9231 | City of Independence - (MO) | 2134 | Jackson Square | 1 | Petroleum Liquids | 18 | 15 | Electric Utility
9231 | City of Independence - (MO) | 2134 | Jackson Square | 2 | Petroleum Liquids | 18 | 15 | Electric Utility
9231 | City of Independence - (MO) | 2135 | Station H | 1 | Natural Gas Fired Combustion Turbine | 19 | 19 | Electric Utility
9231 | City of Independence - (MO) | 2135 | Station H | 2 | Natural Gas Fired Combustion Turbine | 24 | 20 | Electric Utility
9231 | City of Independence - (MO) | 2136 | Station I | 1 | Petroleum Liquids | 19 | 19 | Electric Utility
9231 | City of Independence - (MO) | 2136 | Station I | 2 | Petroleum Liquids | 19 | 19 | Electric Utility
9231 | City of Independence - (MO) | 2171 | Missouri City | 1 | Conventional Steam Coal | 23 | 19 | Electric Utility
9231 | City of Independence - (MO) | 2171 | Missouri City | 2 | Conventional Steam Coal | 23 | 19 | Electric Utility
9234 | Indiana Municipal Power Agency | 7335 | Richmond | RCT1 | Natural Gas Fired Combustion Turbine | 41.4 | 34 | Electric Utility
9234 | Indiana Municipal Power Agency | 7335 | Richmond | RCT2 | Natural Gas Fired Combustion Turbine | 41.4 | 34 | Electric Utility
9234 | Indiana Municipal Power Agency | 7336 | Anderson | ACT1 | Natural Gas Fired Combustion Turbine | 41.4 | 34 | Electric Utility
9234 | Indiana Municipal Power Agency | 7336 | Anderson | ACT2 | Natural Gas Fired Combustion Turbine | 41.4 | 34 | Electric Utility
9234 | Indiana Municipal Power Agency | 7336 | Anderson | ACT3 | Natural Gas Fired Combustion Turbine | 85.9 | 72 | Electric Utility
9234 | Indiana Municipal Power Agency | 59478 | IMPA Richmond Solar Park | SRICH | Solar Photovoltaic | 1 | 1 | Electric Utility
9234 | Indiana Municipal Power Agency | 59479 | IMPA Frankton Solar Park | SFRAN | Solar Photovoltaic | 1 | 1 | Electric Utility
9234 | Indiana Municipal Power Agency | 59480 | IMPA Rensselaer Solar Park | SRENS | Solar Photovoltaic | 1 | 1 | Electric Utility
9243 | Indeck-Yerkes Ltd Partnership | 50451 | Indeck Yerkes Energy Center | GEN1 | Natural Gas Fired Combined Cycle | 40.6 | 47.9 | IPP CHP
9243 | Indeck-Yerkes Ltd Partnership | 50451 | Indeck Yerkes Energy Center | GEN2 | Natural Gas Fired Combined Cycle | 19.3 |  | IPP CHP
9244 | Indeck-Oswego Ltd Partnership | 50450 | Indeck Oswego Energy Center | GEN1 | Natural Gas Fired Combined Cycle | 41.2 | 48.8 | IPP CHP
9244 | Indeck-Oswego Ltd Partnership | 50450 | Indeck Oswego Energy Center | GEN2 | Natural Gas Fired Combined Cycle | 16.2 |  | IPP CHP
9245 | Indeck-Energy Serv Silver Spg | 50449 | Indeck Silver Springs Energy Center | GEN1 | Natural Gas Fired Combined Cycle | 39.4 | 50.3 | IPP CHP
9245 | Indeck-Energy Serv Silver Spg | 50449 | Indeck Silver Springs Energy Center | GEN2 | Natural Gas Fired Combined Cycle | 17.2 |  | IPP CHP
9261 | Indeck-Olean Ltd Partnership | 54076 | Indeck Olean Energy Center | GEN1 | Natural Gas Fired Combined Cycle | 46 | 31.4 | IPP CHP
9261 | Indeck-Olean Ltd Partnership | 54076 | Indeck Olean Energy Center | GEN2 | Natural Gas Fired Combined Cycle | 44.6 | 44.6 | IPP CHP
9262 | Indeck Operations Inc | 55238 | NRG Rockford I | 0001 | Natural Gas Fired Combustion Turbine | 158 | 151.7 | IPP Non-CHP
9262 | Indeck Operations Inc | 55238 | NRG Rockford I | 0002 | Natural Gas Fired Combustion Turbine | 158 | 149.6 | IPP Non-CHP
9262 | Indeck Operations Inc | 55936 | NRG Rockford II Energy Center | GT3 | Natural Gas Fired Combustion Turbine | 168 | 154.4 | IPP Non-CHP
9263 | Indeck-Corinth Ltd Partnership | 50458 | Indeck Corinth Energy Center | GEN1 | Natural Gas Fired Combined Cycle | 92 | 76.8 | IPP CHP
9263 | Indeck-Corinth Ltd Partnership | 50458 | Indeck Corinth Energy Center | GEN2 | Natural Gas Fired Combined Cycle | 55 | 55 | IPP CHP
9267 | Hoosier Energy R E C, Inc | 1043 | Frank E Ratts | 1 | Conventional Steam Coal | 116.6 | 110 | Electric Utility
9267 | Hoosier Energy R E C, Inc | 1043 | Frank E Ratts | 2 | Conventional Steam Coal | 116.6 | 100 | Electric Utility
9267 | Hoosier Energy R E C, Inc | 6213 | Merom | 1 | Conventional Steam Coal | 540 | 492 | Electric Utility
9267 | Hoosier Energy R E C, Inc | 6213 | Merom | 2 | Conventional Steam Coal | 540 | 490 | Electric Utility
9267 | Hoosier Energy R E C, Inc | 7948 | Lawrence County Station | 1 | Natural Gas Fired Combustion Turbine | 67 | 43.5 | Electric Utility
9267 | Hoosier Energy R E C, Inc | 7948 | Lawrence County Station | 2 | Natural Gas Fired Combustion Turbine | 67 | 45.5 | Electric Utility
9267 | Hoosier Energy R E C, Inc | 7948 | Lawrence County Station | 3 | Natural Gas Fired Combustion Turbine | 67 | 44 | Electric Utility
9267 | Hoosier Energy R E C, Inc | 7948 | Lawrence County Station | 4 | Natural Gas Fired Combustion Turbine | 67 | 43.9 | Electric Utility
9267 | Hoosier Energy R E C, Inc | 7948 | Lawrence County Station | 5 | Natural Gas Fired Combustion Turbine | 67 | 44.8 | Electric Utility
9267 | Hoosier Energy R E C, Inc | 7948 | Lawrence County Station | 6 | Natural Gas Fired Combustion Turbine | 67 | 42.4 | Electric Utility
9267 | Hoosier Energy R E C, Inc | 55054 | Livingston Generating Facility | 1 | Landfill Gas | 5 | 4.2 | Electric Utility
9267 | Hoosier Energy R E C, Inc | 55054 | Livingston Generating Facility | 3 | Landfill Gas | 5 | 4.2 | Electric Utility
9267 | Hoosier Energy R E C, Inc | 55054 | Livingston Generating Facility | GEN2 | Landfill Gas | 5 | 4.2 | Electric Utility
9267 | Hoosier Energy R E C, Inc | 55148 | Worthington Generation LLC | 1 | Natural Gas Fired Combustion Turbine | 60.5 | 43.9 | Electric Utility
9267 | Hoosier Energy R E C, Inc | 55148 | Worthington Generation LLC | 2 | Natural Gas Fired Combustion Turbine | 60.5 | 44 | Electric Utility
9267 | Hoosier Energy R E C, Inc | 55148 | Worthington Generation LLC | 3 | Natural Gas Fired Combustion Turbine | 60.5 | 43 | Electric Utility
9267 | Hoosier Energy R E C, Inc | 55148 | Worthington Generation LLC | 4 | Natural Gas Fired Combustion Turbine | 60.5 | 43.6 | Electric Utility
9267 | Hoosier Energy R E C, Inc | 56539 | Clark-Floyd Landfill Gas Generating | ICG1 | Landfill Gas | 1.1 | 1 | Electric Utility
9267 | Hoosier Energy R E C, Inc | 56539 | Clark-Floyd Landfill Gas Generating | ICG2 | Landfill Gas | 1.1 | 1 | Electric Utility
9267 | Hoosier Energy R E C, Inc | 56539 | Clark-Floyd Landfill Gas Generating | ICG3 | Landfill Gas | 1.4 | 1.4 | Electric Utility
9267 | Hoosier Energy R E C, Inc | 59255 | Osprey Point RES | 1 | Other Gases | 3.3 | 3 | Electric Utility
9267 | Hoosier Energy R E C, Inc | 59255 | Osprey Point RES | 2 | Other Gases | 3.3 | 3 | Electric Utility
9267 | Hoosier Energy R E C, Inc | 59255 | Osprey Point RES | 3 | Other Gases | 3.3 | 3 | Electric Utility
9267 | Hoosier Energy R E C, Inc | 59255 | Osprey Point RES | 4 | Other Gases | 3.3 | 3 | Electric Utility
9269 | Indiana-Kentucky Electric Corp | 983 | Clifty Creek | 1 | Conventional Steam Coal | 217.3 | 195.5 | Electric Utility
9269 | Indiana-Kentucky Electric Corp | 983 | Clifty Creek | 2 | Conventional Steam Coal | 217.3 | 195.5 | Electric Utility
9269 | Indiana-Kentucky Electric Corp | 983 | Clifty Creek | 3 | Conventional Steam Coal | 217.3 | 195.5 | Electric Utility
9269 | Indiana-Kentucky Electric Corp | 983 | Clifty Creek | 4 | Conventional Steam Coal | 217.3 | 195.5 | Electric Utility
9269 | Indiana-Kentucky Electric Corp | 983 | Clifty Creek | 5 | Conventional Steam Coal | 217.3 | 195.5 | Electric Utility
9269 | Indiana-Kentucky Electric Corp | 983 | Clifty Creek | 6 | Conventional Steam Coal | 217.3 | 195.5 | Electric Utility
9273 | Indianapolis Power & Light Co | 990 | Harding Street | 5 | Conventional Steam Coal | 100 | 101 | Electric Utility
9273 | Indianapolis Power & Light Co | 990 | Harding Street | 6 | Conventional Steam Coal | 100 | 99 | Electric Utility
9273 | Indianapolis Power & Light Co | 990 | Harding Street | 7 | Conventional Steam Coal | 463 | 418 | Electric Utility
9273 | Indianapolis Power & Light Co | 990 | Harding Street | GT1 | Petroleum Liquids | 26 | 19.1 | Electric Utility
9273 | Indianapolis Power & Light Co | 990 | Harding Street | GT2 | Petroleum Liquids | 26 | 17.9 | Electric Utility
9273 | Indianapolis Power & Light Co | 990 | Harding Street | GT4 | Natural Gas Fired Combustion Turbine | 83 | 67 | Electric Utility
9273 | Indianapolis Power & Light Co | 990 | Harding Street | GT5 | Natural Gas Fired Combustion Turbine | 83 | 67 | Electric Utility
9273 | Indianapolis Power & Light Co | 990 | Harding Street | GT6 | Natural Gas Fired Combustion Turbine | 161 | 154 | Electric Utility
9273 | Indianapolis Power & Light Co | 990 | Harding Street | IC1 | Petroleum Liquids | 2.7 | 3 | Electric Utility
9273 | Indianapolis Power & Light Co | 991 | Eagle Valley (IN) | 3 | Conventional Steam Coal | 50 | 40 | Electric Utility
9273 | Indianapolis Power & Light Co | 991 | Eagle Valley (IN) | 4 | Conventional Steam Coal | 69 | 56 | Electric Utility
9273 | Indianapolis Power & Light Co | 991 | Eagle Valley (IN) | 5 | Conventional Steam Coal | 69 | 62 | Electric Utility
9273 | Indianapolis Power & Light Co | 991 | Eagle Valley (IN) | 6 | Conventional Steam Coal | 113.6 | 99 | Electric Utility
9273 | Indianapolis Power & Light Co | 991 | Eagle Valley (IN) | IC1 | Petroleum Liquids | 2.7 | 3 | Electric Utility
9273 | Indianapolis Power & Light Co | 994 | AES Petersburg | 4 | Conventional Steam Coal | 670.9 | 529.6 | Electric Utility
9273 | Indianapolis Power & Light Co | 994 | AES Petersburg | IC1 | Petroleum Liquids | 2.7 | 3 | Electric Utility
9273 | Indianapolis Power & Light Co | 994 | AES Petersburg | IC2 | Petroleum Liquids | 2.7 | 3 | Electric Utility
9273 | Indianapolis Power & Light Co | 994 | AES Petersburg | IC3 | Petroleum Liquids | 2.7 | 3 | Electric Utility
9273 | Indianapolis Power & Light Co | 994 | AES Petersburg | ST1 | Conventional Steam Coal | 281.6 | 222.5 | Electric Utility
9273 | Indianapolis Power & Light Co | 994 | AES Petersburg | ST2 | Conventional Steam Coal | 523.3 | 421.8 | Electric Utility
9273 | Indianapolis Power & Light Co | 994 | AES Petersburg | ST3 | Conventional Steam Coal | 670.9 | 527.6 | Electric Utility
9273 | Indianapolis Power & Light Co | 7759 | Georgetown | GT1 | Natural Gas Fired Combustion Turbine | 85 | 69 | Electric Utility
9273 | Indianapolis Power & Light Co | 7759 | Georgetown | GT2 | Natural Gas Fired Combustion Turbine | 85 | 69 | Electric Utility
9273 | Indianapolis Power & Light Co | 7759 | Georgetown | GT3 | Natural Gas Fired Combustion Turbine | 85 | 69 | Electric Utility
9273 | Indianapolis Power & Light Co | 7759 | Georgetown | GT4 | Natural Gas Fired Combustion Turbine | 85 | 69 | Electric Utility
9275 | Indianola Municipal Utilities | 1150 | Indianola | 5 | Petroleum Liquids | 4 | 4 | Electric Utility
9275 | Indianola Municipal Utilities | 1150 | Indianola | 6 | Petroleum Liquids | 5.1 | 5 | Electric Utility
9275 | Indianola Municipal Utilities | 1150 | Indianola | 7 | Petroleum Liquids | 20.6 | 19.4 | Electric Utility
9275 | Indianola Municipal Utilities | 1150 | Indianola | 8 | Petroleum Liquids | 20.3 | 22.8 | Electric Utility
9286 | Illinois Municipal Elec Agency | 56116 | IMEA Flora | 10 | Petroleum Liquids | 1.8 | 1.8 | Electric Utility
9286 | Illinois Municipal Elec Agency | 56116 | IMEA Flora | 6 | Petroleum Liquids | 1.8 | 1.8 | Electric Utility
9286 | Illinois Municipal Elec Agency | 56116 | IMEA Flora | 7 | Petroleum Liquids | 1.8 | 1.8 | Electric Utility
9286 | Illinois Municipal Elec Agency | 56116 | IMEA Flora | 8 | Petroleum Liquids | 1.8 | 1.8 | Electric Utility
9286 | Illinois Municipal Elec Agency | 56116 | IMEA Flora | 9 | Petroleum Liquids | 1.8 | 1.8 | Electric Utility
9297 | IPT SRI Cogeneration Inc | 50537 | SRI International Cogen Project | GEN1 | Natural Gas Fired Combustion Turbine | 6 | 5.6 | Commercial CHP
9303 | Verso Bucksport LLC | 50243 | Bucksport Generation LLC | GEN2 | Natural Gas Steam Turbine | 15.6 | 21 | Industrial CHP
9303 | Verso Bucksport LLC | 50243 | Bucksport Generation LLC | GEN3 | Natural Gas Steam Turbine | 72 | 72 | Industrial CHP
9303 | Verso Bucksport LLC | 50243 | Bucksport Generation LLC | GEN4 | Natural Gas Fired Combustion Turbine | 186.8 | 156.8 | Industrial CHP
9303 | Verso Bucksport LLC | 50243 | Bucksport Generation LLC | GEN5 | Natural Gas Steam Turbine | 24 | 24 | Industrial CHP
9312 | IPC-Mansfield Mill | 54091 | Mansfield Mill | GEN1 | Wood/Wood Waste Biomass | 40 | 24.6 | Industrial CHP
9312 | IPC-Mansfield Mill | 54091 | Mansfield Mill | GEN2 | Wood/Wood Waste Biomass | 40 | 25.6 | Industrial CHP
9312 | IPC-Mansfield Mill | 54091 | Mansfield Mill | GEN3 | Wood/Wood Waste Biomass | 30 | 22.1 | Industrial CHP
9312 | IPC-Mansfield Mill | 54091 | Mansfield Mill | GEN4 | Natural Gas Fired Combustion Turbine | 25 | 29 | Industrial CHP
9324 | Indiana Michigan Power Co | 986 | Elkhart | 1 | Conventional Hydroelectric | 1.4 | 0.6 | Electric Utility
9324 | Indiana Michigan Power Co | 986 | Elkhart | 2 | Conventional Hydroelectric | 1 | 0.4 | Electric Utility
9324 | Indiana Michigan Power Co | 986 | Elkhart | 3 | Conventional Hydroelectric | 1 | 0.4 | Electric Utility
9324 | Indiana Michigan Power Co | 988 | Tanners Creek | 1 | Conventional Steam Coal | 152.5 | 145 | Electric Utility
9324 | Indiana Michigan Power Co | 988 | Tanners Creek | 2 | Conventional Steam Coal | 152.5 | 145 | Electric Utility
9324 | Indiana Michigan Power Co | 988 | Tanners Creek | 3 | Conventional Steam Coal | 215.4 | 200 | Electric Utility
9324 | Indiana Michigan Power Co | 988 | Tanners Creek | 4 | Conventional Steam Coal | 579.7 | 500 | Electric Utility
9324 | Indiana Michigan Power Co | 989 | Twin Branch | H1E | Conventional Hydroelectric | 0.6 | 0.5 | Electric Utility
9324 | Indiana Michigan Power Co | 989 | Twin Branch | H1W | Conventional Hydroelectric | 0.6 | 0.5 | Electric Utility
9324 | Indiana Michigan Power Co | 989 | Twin Branch | H2W | Conventional Hydroelectric | 0.6 | 0.5 | Electric Utility
9324 | Indiana Michigan Power Co | 989 | Twin Branch | H3W | Conventional Hydroelectric | 0.6 | 0.5 | Electric Utility
9324 | Indiana Michigan Power Co | 989 | Twin Branch | H4W | Conventional Hydroelectric | 0.6 | 0.5 | Electric Utility
9324 | Indiana Michigan Power Co | 989 | Twin Branch | H5W | Conventional Hydroelectric | 0.6 | 0.5 | Electric Utility
9324 | Indiana Michigan Power Co | 989 | Twin Branch | H6E | Conventional Hydroelectric | 0.6 | 0.5 | Electric Utility
9324 | Indiana Michigan Power Co | 989 | Twin Branch | H6W | Conventional Hydroelectric | 0.6 | 0.5 | Electric Utility
9324 | Indiana Michigan Power Co | 1753 | Berrien Springs | 10 | Conventional Hydroelectric | 0.6 | 0.4 | Electric Utility
9324 | Indiana Michigan Power Co | 1753 | Berrien Springs | 11 | Conventional Hydroelectric | 0.6 | 0.4 | Electric Utility
9324 | Indiana Michigan Power Co | 1753 | Berrien Springs | 12 | Conventional Hydroelectric | 0.6 | 0.4 | Electric Utility
9324 | Indiana Michigan Power Co | 1753 | Berrien Springs | 1A | Conventional Hydroelectric | 0.6 | 0.4 | Electric Utility
9324 | Indiana Michigan Power Co | 1753 | Berrien Springs | 2A | Conventional Hydroelectric | 0.6 | 0.4 | Electric Utility
9324 | Indiana Michigan Power Co | 1753 | Berrien Springs | 3A | Conventional Hydroelectric | 0.6 | 0.4 | Electric Utility
9324 | Indiana Michigan Power Co | 1753 | Berrien Springs | 4A | Conventional Hydroelectric | 0.6 | 0.4 | Electric Utility
9324 | Indiana Michigan Power Co | 1753 | Berrien Springs | 5 | Conventional Hydroelectric | 0.6 | 0.4 | Electric Utility
9324 | Indiana Michigan Power Co | 1753 | Berrien Springs | 6 | Conventional Hydroelectric | 0.6 | 0.4 | Electric Utility
9324 | Indiana Michigan Power Co | 1753 | Berrien Springs | 7 | Conventional Hydroelectric | 0.6 | 0.4 | Electric Utility
9324 | Indiana Michigan Power Co | 1753 | Berrien Springs | 8 | Conventional Hydroelectric | 0.6 | 0.4 | Electric Utility
9324 | Indiana Michigan Power Co | 1753 | Berrien Springs | 9 | Conventional Hydroelectric | 0.6 | 0.4 | Electric Utility
9324 | Indiana Michigan Power Co | 1754 | Buchanan (MI) | 1 | Conventional Hydroelectric | 0.4 | 0.2 | Electric Utility
9324 | Indiana Michigan Power Co | 1754 | Buchanan (MI) | 10 | Conventional Hydroelectric | 0.5 | 0.2 | Electric Utility
9324 | Indiana Michigan Power Co | 1754 | Buchanan (MI) | 2 | Conventional Hydroelectric | 0.4 | 0.2 | Electric Utility
9324 | Indiana Michigan Power Co | 1754 | Buchanan (MI) | 3 | Conventional Hydroelectric | 0.4 | 0.2 | Electric Utility
9324 | Indiana Michigan Power Co | 1754 | Buchanan (MI) | 4 | Conventional Hydroelectric | 0.4 | 0.2 | Electric Utility
9324 | Indiana Michigan Power Co | 1754 | Buchanan (MI) | 5 | Conventional Hydroelectric | 0.4 | 0.2 | Electric Utility
9324 | Indiana Michigan Power Co | 1754 | Buchanan (MI) | 6 | Conventional Hydroelectric | 0.4 | 0.2 | Electric Utility
9324 | Indiana Michigan Power Co | 1754 | Buchanan (MI) | 7 | Conventional Hydroelectric | 0.5 | 0.2 | Electric Utility
9324 | Indiana Michigan Power Co | 1754 | Buchanan (MI) | 8 | Conventional Hydroelectric | 0.5 | 0.2 | Electric Utility
9324 | Indiana Michigan Power Co | 1754 | Buchanan (MI) | 9 | Conventional Hydroelectric | 0.5 | 0.2 | Electric Utility
9324 | Indiana Michigan Power Co | 1760 | Constantine | 1 | Conventional Hydroelectric | 0.3 | 0.1 | Electric Utility
9324 | Indiana Michigan Power Co | 1760 | Constantine | 2 | Conventional Hydroelectric | 0.3 | 0.1 | Electric Utility
9324 | Indiana Michigan Power Co | 1760 | Constantine | 3 | Conventional Hydroelectric | 0.3 | 0.1 | Electric Utility
9324 | Indiana Michigan Power Co | 1760 | Constantine | 4 | Conventional Hydroelectric | 0.3 | 0.1 | Electric Utility
9324 | Indiana Michigan Power Co | 1761 | Mottville | 1 | Conventional Hydroelectric | 0.4 | 0.1 | Electric Utility
9324 | Indiana Michigan Power Co | 1761 | Mottville | 2 | Conventional Hydroelectric | 0.4 | 0.1 | Electric Utility
9324 | Indiana Michigan Power Co | 1761 | Mottville | 3 | Conventional Hydroelectric | 0.4 | 0.1 | Electric Utility
9324 | Indiana Michigan Power Co | 1761 | Mottville | 4 | Conventional Hydroelectric | 0.4 | 0.1 | Electric Utility
9324 | Indiana Michigan Power Co | 6000 | Donald C Cook | 1 | Nuclear | 1152 | 1009 | Electric Utility
9324 | Indiana Michigan Power Co | 6000 | Donald C Cook | 2 | Nuclear | 1133.3 | 1060 | Electric Utility
9324 | Indiana Michigan Power Co | 6166 | Rockport | 1 | Conventional Steam Coal | 1300 | 1300 | Electric Utility
9324 | Indiana Michigan Power Co | 6166 | Rockport | 2 | Conventional Steam Coal | 1300 | 1300 | Electric Utility
9332 | Indian River Operations Inc | 594 | Indian River Generating Station | 10 | Petroleum Liquids | 18.6 | 16.4 | IPP Non-CHP
9332 | Indian River Operations Inc | 594 | Indian River Generating Station | 4 | Conventional Steam Coal | 445.5 | 410 | IPP Non-CHP
9335 | Indiana University of Penn | 10129 | Indiana University of Pennsylvania | GEN1 | Natural Gas Internal Combustion Engine | 6.1 | 6 | Commercial CHP
9335 | Indiana University of Penn | 10129 | Indiana University of Pennsylvania | GEN2 | Natural Gas Internal Combustion Engine | 6.1 | 6 | Commercial CHP
9335 | Indiana University of Penn | 10129 | Indiana University of Pennsylvania | GEN3 | Natural Gas Internal Combustion Engine | 6.1 | 6 | Commercial CHP
9335 | Indiana University of Penn | 10129 | Indiana University of Pennsylvania | GEN4 | Natural Gas Internal Combustion Engine | 6.1 | 6 | Commercial CHP
9339 | International Bound & Wtr Comm | 6128 | Amistad Dam & Power | 1 | Conventional Hydroelectric | 33 | 29 | Electric Utility
9339 | International Bound & Wtr Comm | 6128 | Amistad Dam & Power | 2 | Conventional Hydroelectric | 33 | 29 | Electric Utility
9339 | International Bound & Wtr Comm | 6410 | Falcon Dam & Power | 1 | Conventional Hydroelectric | 10.5 | 10.5 | Electric Utility
9339 | International Bound & Wtr Comm | 6410 | Falcon Dam & Power | 2 | Conventional Hydroelectric | 10.5 | 10 | Electric Utility
9339 | International Bound & Wtr Comm | 6410 | Falcon Dam & Power | 3 | Conventional Hydroelectric | 10.5 | 10 | Electric Utility
9348 | International Paper | 52152 | International Paper Franklin Mill | GE10 | Natural Gas Fired Combustion Turbine | 46.4 | 38 | Industrial CHP
9348 | International Paper | 52152 | International Paper Franklin Mill | GEN9 | Wood/Wood Waste Biomass | 36.1 | 36.1 | Industrial CHP
9350 | IPC-Ticonderoga | 54099 | Ticonderoga Mill | GEN1 | Petroleum Liquids | 42.1 | 41 | Industrial CHP
9353 | International Paper Co-Augusta | 54358 | International Paper Augusta Mill | 1 | Wood/Wood Waste Biomass | 27 | 25.3 | Industrial CHP
9353 | International Paper Co-Augusta | 54358 | International Paper Augusta Mill | 2 | Wood/Wood Waste Biomass | 39 | 36.5 | Industrial CHP
9353 | International Paper Co-Augusta | 54358 | International Paper Augusta Mill | 3 | Wood/Wood Waste Biomass | 18.7 | 17.5 | Industrial CHP
9357 | Hampshire Paper Co Inc | 10116 | Hampshire Paper | 05 | Conventional Hydroelectric | 3.4 | 1.8 | IPP Non-CHP
9370 | Hydrodynamics Inc | 10138 | South Dry Creek Hydro | 1 | Conventional Hydroelectric | 2 | 2 | IPP Non-CHP
9370 | Hydrodynamics Inc | 58392 | Flint Creek Hydroelectric LLC | GEN1 | Conventional Hydroelectric | 2 | 2 | IPP Non-CHP
9379 | Inter-Power/AhlCon Partners, L.P. | 10143 | Colver Power Project | COLV | Conventional Steam Coal | 118 | 110 | IPP Non-CHP
9382 | International Paper Co-Vicksbg | 54100 | International Paper Vicksburg Mill | GEN1 | Wood/Wood Waste Biomass | 2.5 | 1.5 | Industrial CHP
9382 | International Paper Co-Vicksbg | 54100 | International Paper Vicksburg Mill | GEN2 | Wood/Wood Waste Biomass | 48 | 37 | Industrial CHP
9383 | Mosaic Fertilizer LLC | 10004 | Mosaic South Pierce Operations | TG1 | All Other | 7.5 | 4 | Industrial CHP
9383 | Mosaic Fertilizer LLC | 10004 | Mosaic South Pierce Operations | TG2 | All Other | 38 | 33 | Industrial CHP
9383 | Mosaic Fertilizer LLC | 10434 | Mosaic New Wales Operations | TG1 | All Other | 10 | 8 | Industrial CHP
9383 | Mosaic Fertilizer LLC | 10434 | Mosaic New Wales Operations | TG2 | All Other | 58.5 | 48 | Industrial CHP
9383 | Mosaic Fertilizer LLC | 10434 | Mosaic New Wales Operations | TG3 | All Other | 32 | 32 | Industrial CHP
9383 | Mosaic Fertilizer LLC | 10434 | Mosaic New Wales Operations | TG4 | All Other | 35 | 24 | Industrial CHP
9385 | International Paper Co | 54097 | International Paper Texarkana Mill | GEN1 | Wood/Wood Waste Biomass | 25 | 25 | Industrial CHP
9385 | International Paper Co | 54097 | International Paper Texarkana Mill | GEN2 | Wood/Wood Waste Biomass | 40 | 40 | Industrial CHP
9390 | International Paper Co-GT Mill | 54087 | International Paper Georgetown Mill | GEN1 | Wood/Wood Waste Biomass | 25.6 | 23.8 | Industrial CHP
9390 | International Paper Co-GT Mill | 54087 | International Paper Georgetown Mill | GEN2 | Wood/Wood Waste Biomass | 29.5 | 27.4 | Industrial CHP
9390 | International Paper Co-GT Mill | 54087 | International Paper Georgetown Mill | GEN3 | Wood/Wood Waste Biomass | 40.5 | 37.7 | Industrial CHP
9393 | International Paper Co-Riverdl | 54096 | International Paper Riverdale Mill | GEN1 | Natural Gas Steam Turbine | 11.6 | 11.6 | Industrial CHP
9393 | International Paper Co-Riverdl | 54096 | International Paper Riverdale Mill | GEN2 | Natural Gas Steam Turbine | 37.4 | 37.4 | Industrial CHP
9393 | International Paper Co-Riverdl | 54096 | International Paper Riverdale Mill | GEN3 | Natural Gas Fired Combined Cycle | 17 | 17 | Industrial CHP
9393 | International Paper Co-Riverdl | 54096 | International Paper Riverdale Mill | GEN4 | Natural Gas Fired Combined Cycle | 38.2 | 38.2 | Industrial CHP
9394 | Interstate Paper LLC | 54281 | Interstate Paper LLC Riceboro | 577A | Wood/Wood Waste Biomass | 14.5 | 14.5 | Industrial CHP
9397 | International Turbine Res Inc | 10005 | Dinosaur Point | WTGS | Onshore Wind Turbine | 17.4 | 17 | IPP Non-CHP
9401 | International Paper Co-Pensacola | 50250 | International Paper Pensacola | GEN1 | Wood/Wood Waste Biomass | 39.6 | 36 | Industrial CHP
9401 | International Paper Co-Pensacola | 50250 | International Paper Pensacola | GEN2 | Wood/Wood Waste Biomass | 43.2 | 40 | Industrial CHP
9413 | Iowa Methodist Medical Center | 10655 | Iowa Methodist Medical Center | 1 | Petroleum Liquids | 1.5 | 1.5 | Commercial CHP
9413 | Iowa Methodist Medical Center | 10655 | Iowa Methodist Medical Center | 2 | Petroleum Liquids | 1.5 | 1.5 | Commercial CHP
9413 | Iowa Methodist Medical Center | 10655 | Iowa Methodist Medical Center | 3 | Petroleum Liquids | 0.5 | 0.5 | Commercial CHP
9417 | Interstate Power and Light Co | 1046 | Dubuque | 3 | Natural Gas Steam Turbine | 28.7 | 31.1 | Electric Utility
9417 | Interstate Power and Light Co | 1046 | Dubuque | 4 | Natural Gas Steam Turbine | 37.5 | 37.3 | Electric Utility
9417 | Interstate Power and Light Co | 1046 | Dubuque | IC1 | Petroleum Liquids | 2 | 2 | Electric Utility
9417 | Interstate Power and Light Co | 1046 | Dubuque | IC2 | Petroleum Liquids | 2 | 1.4 | Electric Utility
9417 | Interstate Power and Light Co | 1047 | Lansing | 4 | Conventional Steam Coal | 274.5 | 249.4 | Electric Utility
9417 | Interstate Power and Light Co | 1048 | Milton L Kapp | 2 | Conventional Steam Coal | 218.5 | 204.1 | Electric Utility
9417 | Interstate Power and Light Co | 1068 | Marshalltown | 1 | Petroleum Liquids | 63 | 51.8 | Electric Utility
9417 | Interstate Power and Light Co | 1068 | Marshalltown | 2 | Petroleum Liquids | 63 | 54.3 | Electric Utility
9417 | Interstate Power and Light Co | 1068 | Marshalltown | 3 | Petroleum Liquids | 63 | 48.4 | Electric Utility
9417 | Interstate Power and Light Co | 1073 | Prairie Creek | 1 | Conventional Steam Coal | 14.6 | 4.7 | Electric Utility
9417 | Interstate Power and Light Co | 1073 | Prairie Creek | 3 | Conventional Steam Coal | 50 | 41.1 | Electric Utility
9417 | Interstate Power and Light Co | 1073 | Prairie Creek | 4 | Conventional Steam Coal | 148.8 | 118.4 | Electric Utility
9417 | Interstate Power and Light Co | 1077 | Sutherland | 1 | Natural Gas Steam Turbine | 37.5 | 28.7 | Electric Utility
9417 | Interstate Power and Light Co | 1077 | Sutherland | 3 | Natural Gas Steam Turbine | 81.6 | 82 | Electric Utility
9417 | Interstate Power and Light Co | 1104 | Burlington (IA) | 1 | Conventional Steam Coal | 212 | 210 | Electric Utility
9417 | Interstate Power and Light Co | 1104 | Burlington (IA) | GT1 | Natural Gas Fired Combustion Turbine | 19.7 | 15.5 | Electric Utility
9417 | Interstate Power and Light Co | 1104 | Burlington (IA) | GT2 | Natural Gas Fired Combustion Turbine | 19.7 | 13.2 | Electric Utility
9417 | Interstate Power and Light Co | 1104 | Burlington (IA) | GT3 | Natural Gas Fired Combustion Turbine | 19.7 | 14.3 | Electric Utility
9417 | Interstate Power and Light Co | 1104 | Burlington (IA) | GT4 | Natural Gas Fired Combustion Turbine | 19.7 | 15.3 | Electric Utility
9417 | Interstate Power and Light Co | 1105 | Centerville | 1 | Petroleum Liquids | 2 | 1.9 | Electric Utility
9417 | Interstate Power and Light Co | 1105 | Centerville | 2 | Petroleum Liquids | 2 | 1.8 | Electric Utility
9417 | Interstate Power and Light Co | 1105 | Centerville | 3 | Petroleum Liquids | 2 | 1.8 | Electric Utility
9417 | Interstate Power and Light Co | 1105 | Centerville | GT1 | Petroleum Liquids | 27 | 21.8 | Electric Utility
9417 | Interstate Power and Light Co | 1105 | Centerville | GT2 | Petroleum Liquids | 27 | 25.9 | Electric Utility
9417 | Interstate Power and Light Co | 1888 | Fox Lake | 1 | Natural Gas Steam Turbine | 11.5 | 13 | Electric Utility
9417 | Interstate Power and Light Co | 1888 | Fox Lake | 3 | Natural Gas Steam Turbine | 81.6 | 85.6 | Electric Utility
9417 | Interstate Power and Light Co | 1889 | Hills | 1 | Petroleum Liquids | 2 | 2 | Electric Utility
9417 | Interstate Power and Light Co | 1889 | Hills | 2 | Petroleum Liquids | 2 | 2 | Electric Utility
9417 | Interstate Power and Light Co | 6254 | Ottumwa | 1 | Conventional Steam Coal | 725.9 | 746.3 | Electric Utility
9417 | Interstate Power and Light Co | 7137 | Grinnell | 1 | Natural Gas Fired Combustion Turbine | 23.8 | 24 | Electric Utility
9417 | Interstate Power and Light Co | 7137 | Grinnell | 2 | Natural Gas Fired Combustion Turbine | 23.8 | 20.4 | Electric Utility
9417 | Interstate Power and Light Co | 7155 | Lime Creek | 1 | Petroleum Liquids | 45.1 | 35.6 | Electric Utility
9417 | Interstate Power and Light Co | 7155 | Lime Creek | 2 | Petroleum Liquids | 45.1 | 35.7 | Electric Utility
9417 | Interstate Power and Light Co | 7595 | Red Cedar | 1 | Natural Gas Fired Combustion Turbine | 22.5 | 13.9 | Electric Utility
9417 | Interstate Power and Light Co | 8031 | Emery Station | 11 | Natural Gas Fired Combined Cycle | 173.4 | 136.9 | Electric Utility
9417 | Interstate Power and Light Co | 8031 | Emery Station | 12 | Natural Gas Fired Combined Cycle | 173.4 | 139.6 | Electric Utility
9417 | Interstate Power and Light Co | 8031 | Emery Station | ST1 | Natural Gas Fired Combined Cycle | 256 | 238.5 | Electric Utility
9417 | Interstate Power and Light Co | 56355 | Whispering Willow Wind Farm - East | 1 | Onshore Wind Turbine | 199.7 | 199.7 | Electric Utility
9418 | City of Iola - (KS) | 1291 | Iola | 1 | Natural Gas Internal Combustion Engine | 5 | 5 | Electric Utility
9418 | City of Iola - (KS) | 1291 | Iola | 10 | Petroleum Liquids | 2.7 | 2.9 | Electric Utility
9418 | City of Iola - (KS) | 1291 | Iola | 2 | Natural Gas Internal Combustion Engine | 5 | 5 | Electric Utility
9418 | City of Iola - (KS) | 1291 | Iola | 6 | Petroleum Liquids | 2.7 | 2.9 | Electric Utility
9418 | City of Iola - (KS) | 1291 | Iola | 7 | Petroleum Liquids | 2.7 | 2.9 | Electric Utility
9418 | City of Iola - (KS) | 1291 | Iola | 8 | Petroleum Liquids | 2.7 | 2.9 | Electric Utility
9418 | City of Iola - (KS) | 1291 | Iola | 9 | Petroleum Liquids | 2.7 | 2.9 | Electric Utility
9424 | International Paper Co-Eastovr | 52151 | International Paper Eastover Facility | GEN1 | Wood/Wood Waste Biomass | 48.4 | 46 | Industrial CHP
9424 | International Paper Co-Eastovr | 52151 | International Paper Eastover Facility | GEN2 | Wood/Wood Waste Biomass | 61.2 | 57 | Industrial CHP
9425 | Iowa Lakes Electric Coop | 57251 | Lakota Wind Wind Farm | LAK1 | Onshore Wind Turbine | 10.5 | 10.5 | Electric Utility
9425 | Iowa Lakes Electric Coop | 57252 | Iowa Lakes Superior Wind Farm | SUP1 | Onshore Wind Turbine | 10.5 | 10.5 | Electric Utility
9434 | Iowa State University | 54201 | Iowa State University | GEN3 | Conventional Steam Coal | 13.2 | 13.3 | Commercial CHP
9434 | Iowa State University | 54201 | Iowa State University | GEN4 | Conventional Steam Coal | 6.2 | 6.3 | Commercial CHP
9434 | Iowa State University | 54201 | Iowa State University | GEN5 | Conventional Steam Coal | 11.5 | 11.5 | Commercial CHP
9434 | Iowa State University | 54201 | Iowa State University | GEN6 | Conventional Steam Coal | 15.1 | 15.1 | Commercial CHP
9436 | Mosaic Phosphates Co. | 10198 | Mosaic Phosphates Uncle Sam | GEN2 | All Other | 11 | 11 | Industrial CHP
9439 | Isabella Partners | 10139 | Isabella Hydro Project | GEN1 | Conventional Hydroelectric | 5.9 | 5.9 | IPP Non-CHP
9439 | Isabella Partners | 10139 | Isabella Hydro Project | GEN2 | Conventional Hydroelectric | 5.9 | 5.9 | IPP Non-CHP
9442 | Town of Ipswich - (MA) | 1670 | High Street Station | 1 | Natural Gas Internal Combustion Engine | 1.2 | 1.2 | Electric Utility
9442 | Town of Ipswich - (MA) | 1670 | High Street Station | 10 | Natural Gas Internal Combustion Engine | 1.2 | 1.2 | Electric Utility
9442 | Town of Ipswich - (MA) | 1670 | High Street Station | 11 | Natural Gas Internal Combustion Engine | 1.2 | 1.2 | Electric Utility
9442 | Town of Ipswich - (MA) | 1670 | High Street Station | 12 | Natural Gas Internal Combustion Engine | 1.2 | 1.2 | Electric Utility
9442 | Town of Ipswich - (MA) | 1670 | High Street Station | 2 | Natural Gas Internal Combustion Engine | 1.3 | 1.3 | Electric Utility
9442 | Town of Ipswich - (MA) | 1670 | High Street Station | 6 | Natural Gas Internal Combustion Engine | 1.1 | 1.2 | Electric Utility
9442 | Town of Ipswich - (MA) | 1670 | High Street Station | 7 | Petroleum Liquids | 1.3 | 1.3 | Electric Utility
9442 | Town of Ipswich - (MA) | 1670 | High Street Station | 8 | Petroleum Liquids | 1.1 | 1.1 | Electric Utility
9442 | Town of Ipswich - (MA) | 1670 | High Street Station | 9 | Natural Gas Internal Combustion Engine | 1.3 | 1.3 | Electric Utility
9442 | Town of Ipswich - (MA) | 57855 | Ipswich Wind Turbine | 1 | Onshore Wind Turbine | 1.6 | 1.6 | Electric Utility
9454 | ArcelorMittal Cleveland Inc | 10398 | Arcelormittal Cleveland Inc | GEN3 | Other Gases | 10 | 10 | Industrial CHP
9454 | ArcelorMittal Cleveland Inc | 10398 | Arcelormittal Cleveland Inc | GEN5 | Other Gases | 10 | 10 | Industrial CHP
9454 | ArcelorMittal Cleveland Inc | 10398 | Arcelormittal Cleveland Inc | GENA | Other Gases | 15 | 15 | Industrial CHP
9454 | ArcelorMittal Cleveland Inc | 10398 | Arcelormittal Cleveland Inc | GENB | Other Gases | 10 | 10 | Industrial CHP
9454 | ArcelorMittal Cleveland Inc | 10398 | Arcelormittal Cleveland Inc | GENC | Other Gases | 23 | 23 | Industrial CHP
9603 | City of Jackson - (MO) | 2137 | Jackson (MO) | 10 | Petroleum Liquids | 2 | 2 | Electric Utility
9603 | City of Jackson - (MO) | 2137 | Jackson (MO) | 11 | Petroleum Liquids | 2 | 2 | Electric Utility
9603 | City of Jackson - (MO) | 2137 | Jackson (MO) | 12 | Petroleum Liquids | 2 | 2 | Electric Utility
9603 | City of Jackson - (MO) | 2137 | Jackson (MO) | 3 | Petroleum Liquids | 1 | 1 | Electric Utility
9603 | City of Jackson - (MO) | 2137 | Jackson (MO) | 4 | Petroleum Liquids | 1 | 1 | Electric Utility
9603 | City of Jackson - (MO) | 2137 | Jackson (MO) | 5 | Petroleum Liquids | 0.7 | 0.6 | Electric Utility
9603 | City of Jackson - (MO) | 2137 | Jackson (MO) | 6 | Petroleum Liquids | 1 | 1 | Electric Utility
9603 | City of Jackson - (MO) | 2137 | Jackson (MO) | 7 | Petroleum Liquids | 6.8 | 6.5 | Electric Utility
9603 | City of Jackson - (MO) | 2137 | Jackson (MO) | 8 | Petroleum Liquids | 6.8 | 6.5 | Electric Utility
9603 | City of Jackson - (MO) | 2137 | Jackson (MO) | 9 | Petroleum Liquids | 3 | 2.7 | Electric Utility
9617 | JEA | 207 | St Johns River Power Park | 1 | Conventional Steam Coal | 679 | 626 | Electric Utility
9617 | JEA | 207 | St Johns River Power Park | 2 | Conventional Steam Coal | 679 | 626 | Electric Utility
9617 | JEA | 666 | J D Kennedy | GT37 | Natural Gas Fired Combustion Turbine | 185 | 158.6 | Electric Utility
9617 | JEA | 666 | J D Kennedy | GT38 | Natural Gas Fired Combustion Turbine | 185 | 158.6 | Electric Utility
9617 | JEA | 667 | Northside Generating Station | 1 | Petroleum Coke | 297.5 | 293 | Electric Utility
9617 | JEA | 667 | Northside Generating Station | 2 | Petroleum Coke | 297.5 | 293 | Electric Utility
9617 | JEA | 667 | Northside Generating Station | 4 | Petroleum Liquids | 62.1 | 53 | Electric Utility
9617 | JEA | 667 | Northside Generating Station | 5 | Petroleum Liquids | 62.1 | 53 | Electric Utility
9617 | JEA | 667 | Northside Generating Station | 6 | Petroleum Liquids | 62.1 | 53 | Electric Utility
9617 | JEA | 667 | Northside Generating Station | GT3 | Petroleum Liquids | 62.1 | 53 | Electric Utility
9617 | JEA | 667 | Northside Generating Station | ST3 | Natural Gas Steam Turbine | 563.7 | 524 | Electric Utility
9617 | JEA | 7846 | Brandy Branch | 001 | Natural Gas Fired Combustion Turbine | 185 | 158.6 | Electric Utility
9617 | JEA | 7846 | Brandy Branch | 002 | Natural Gas Fired Combined Cycle | 185 | 158.6 | Electric Utility
9617 | JEA | 7846 | Brandy Branch | 003 | Natural Gas Fired Combined Cycle | 185 | 158.6 | Electric Utility
9617 | JEA | 7846 | Brandy Branch | 004 | Natural Gas Fired Combined Cycle | 228.1 | 185 | Electric Utility
9617 | JEA | 56799 | Greenland Energy Center | 1 | Natural Gas Fired Combustion Turbine | 190.4 | 148 | Electric Utility
9617 | JEA | 56799 | Greenland Energy Center | 2 | Natural Gas Fired Combustion Turbine | 190.4 | 148 | Electric Utility
9628 | Hopewell Operating Services LLC | 10377 | James River Genco LLC | GEN1 | Conventional Steam Coal | 57.4 | 46.3 | IPP CHP
9628 | Hopewell Operating Services LLC | 10377 | James River Genco LLC | GEN2 | Conventional Steam Coal | 57.4 | 46.3 | IPP CHP
9645 | Jamestown Board of Public Util | 2682 | S A Carlson | 5 | Natural Gas Steam Turbine | 24.5 | 22.5 | Electric Utility
9645 | Jamestown Board of Public Util | 2682 | S A Carlson | 6 | Natural Gas Steam Turbine | 24.5 | 22.5 | Electric Utility
9645 | Jamestown Board of Public Util | 2682 | S A Carlson | 7 | Natural Gas Fired Combustion Turbine | 47.3 | 42 | Electric Utility
9650 | City of Janesville - (MN) | 1982 | Janesville | 1 | Petroleum Liquids | 1.1 | 0.9 | Electric Utility
9650 | City of Janesville - (MN) | 1982 | Janesville | 2 | Petroleum Liquids | 1.3 | 1.1 | Electric Utility
9650 | City of Janesville - (MN) | 1982 | Janesville | 3 | Petroleum Liquids | 0.7 | 0.5 | Electric Utility
9650 | City of Janesville - (MN) | 1982 | Janesville | 4 | Petroleum Liquids | 1.8 | 1.8 | Electric Utility
9667 | City of Jasper - (IN) | 6225 | Jasper 2 | 1 | Conventional Steam Coal | 14.5 | 13.6 | Electric Utility
9686 | RockTenn-Jackson Fenandina | 10202 | Fernandina Beach Mill | GEN5 | Conventional Steam Coal | 44 | 30 | Industrial CHP
9686 | RockTenn-Jackson Fenandina | 10202 | Fernandina Beach Mill | GEN6 | Conventional Steam Coal | 74.4 | 50 | Industrial CHP
9726 | Jersey Central Power & Lt Co | 6522 | Yards Creek | 1 | Hydroelectric Pumped Storage | 151 | 140 | Electric Utility
9726 | Jersey Central Power & Lt Co | 6522 | Yards Creek | 2 | Hydroelectric Pumped Storage | 151 | 140 | Electric Utility
9726 | Jersey Central Power & Lt Co | 6522 | Yards Creek | 3 | Hydroelectric Pumped Storage | 151 | 140 | Electric Utility
9765 | John Deere Dubuque Works | 54414 | John Deere Dubuque Works | GE10 | Petroleum Liquids | 1.5 | 1.4 | Industrial Non-CHP
9765 | John Deere Dubuque Works | 54414 | John Deere Dubuque Works | GEN5 | Petroleum Liquids | 1.5 | 1.4 | Industrial Non-CHP
9765 | John Deere Dubuque Works | 54414 | John Deere Dubuque Works | GEN6 | Petroleum Liquids | 1.5 | 1.4 | Industrial Non-CHP
9765 | John Deere Dubuque Works | 54414 | John Deere Dubuque Works | GEN7 | Petroleum Liquids | 1.5 | 1.4 | Industrial Non-CHP
9765 | John Deere Dubuque Works | 54414 | John Deere Dubuque Works | GEN8 | Petroleum Liquids | 1.5 | 1.4 | Industrial Non-CHP
9765 | John Deere Dubuque Works | 54414 | John Deere Dubuque Works | GEN9 | Petroleum Liquids | 1.5 | 1.4 | Industrial Non-CHP
9776 | City of Johnson - (KS) | 6579 | Johnson | 1 | Petroleum Liquids | 0.6 | 0.6 | Electric Utility
9776 | City of Johnson - (KS) | 6579 | Johnson | 2 | Petroleum Liquids | 0.9 | 0.7 | Electric Utility
9776 | City of Johnson - (KS) | 6579 | Johnson | 4 | Petroleum Liquids | 0.5 | 0.5 | Electric Utility
9776 | City of Johnson - (KS) | 6579 | Johnson | 5 | Petroleum Liquids | 0.3 | 0.3 | Electric Utility
9776 | City of Johnson - (KS) | 6579 | Johnson | 7 | Petroleum Liquids | 1.5 | 1.2 | Electric Utility
9776 | City of Johnson - (KS) | 6579 | Johnson | 8 | Natural Gas Internal Combustion Engine | 1.2 | 1.1 | Electric Utility
9776 | City of Johnson - (KS) | 6579 | Johnson | IC6 | Petroleum Liquids | 1.5 | 1.2 | Electric Utility
9788 | John Deere Harvester Works Co | 10039 | John Deere Harvester Works | GEN6 | Conventional Steam Coal | 2.5 | 2.5 | Industrial CHP
9788 | John Deere Harvester Works Co | 10039 | John Deere Harvester Works | GEN7 | Conventional Steam Coal | 0.9 | 0.8 | Industrial CHP
9879 | City Water and Light Plant | 56505 | Jonesboro City Water & Light Plant | SN01 | Natural Gas Fired Combustion Turbine | 24.5 | 20 | Electric Utility
9879 | City Water and Light Plant | 56505 | Jonesboro City Water & Light Plant | SN02 | Natural Gas Fired Combustion Turbine | 21.4 | 19 | Electric Utility
9879 | City Water and Light Plant | 56505 | Jonesboro City Water & Light Plant | SN04 | Natural Gas Fired Combustion Turbine | 60.5 | 46 | Electric Utility
9879 | City Water and Light Plant | 56505 | Jonesboro City Water & Light Plant | SN06 | Natural Gas Fired Combustion Turbine | 57.4 | 46 | Electric Utility
9879 | City Water and Light Plant | 56505 | Jonesboro City Water & Light Plant | SN07 | Natural Gas Fired Combustion Turbine | 60.5 | 46 | Electric Utility
9897 | City of King Cove | 7493 | King Cove | 1 | Petroleum Liquids | 0.3 | 0.3 | Electric Utility
9897 | City of King Cove | 7493 | King Cove | 2 | Petroleum Liquids | 0.5 | 0.4 | Electric Utility
9897 | City of King Cove | 7493 | King Cove | 3 | Petroleum Liquids | 0.7 | 0.6 | Electric Utility
9897 | City of King Cove | 7493 | King Cove | 4 | Conventional Hydroelectric | 0.8 | 0.7 | Electric Utility
9897 | City of King Cove | 7493 | King Cove | 5 | Petroleum Liquids | 0.3 | 0.3 | Electric Utility
9928 | City of Julesburg - (CO) | 504 | Julesburg | 1 | Petroleum Liquids | 0.9 | 0.7 | Electric Utility
9928 | City of Julesburg - (CO) | 504 | Julesburg | 3 | Petroleum Liquids | 0.3 | 0.2 | Electric Utility
9928 | City of Julesburg - (CO) | 504 | Julesburg | 4 | Petroleum Liquids | 1.3 | 1.1 | Electric Utility
9928 | City of Julesburg - (CO) | 504 | Julesburg | 5 | Petroleum Liquids | 0.3 | 0.2 | Electric Utility
9948 | Kyocera America Inc | 10720 | Kyocera America Project | 0287 | Natural Gas Internal Combustion Engine | 1.7 | 1.7 | Industrial CHP
9948 | Kyocera America Inc | 10720 | Kyocera America Project | 0333 | Natural Gas Internal Combustion Engine | 2.1 | 2.1 | Industrial CHP
9961 | Kansas Electric Power Coop Inc | 7973 | Sharpe | 1 | Petroleum Liquids | 2 | 2 | Electric Utility
9961 | Kansas Electric Power Coop Inc | 7973 | Sharpe | 10 | Petroleum Liquids | 2 | 2 | Electric Utility
9961 | Kansas Electric Power Coop Inc | 7973 | Sharpe | 2 | Petroleum Liquids | 2 | 2 | Electric Utility
9961 | Kansas Electric Power Coop Inc | 7973 | Sharpe | 3 | Petroleum Liquids | 2 | 2 | Electric Utility
9961 | Kansas Electric Power Coop Inc | 7973 | Sharpe | 4 | Petroleum Liquids | 2 | 2 | Electric Utility
9961 | Kansas Electric Power Coop Inc | 7973 | Sharpe | 5 | Petroleum Liquids | 2 | 2 | Electric Utility
9961 | Kansas Electric Power Coop Inc | 7973 | Sharpe | 6 | Petroleum Liquids | 2 | 2 | Electric Utility
9961 | Kansas Electric Power Coop Inc | 7973 | Sharpe | 7 | Petroleum Liquids | 2 | 2 | Electric Utility
9961 | Kansas Electric Power Coop Inc | 7973 | Sharpe | 8 | Petroleum Liquids | 2 | 2 | Electric Utility
9961 | Kansas Electric Power Coop Inc | 7973 | Sharpe | 9 | Petroleum Liquids | 2 | 2 | Electric Utility
9973 | City of Kahoka | 2138 | Kahoka | 10 | Petroleum Liquids | 1.1 | 1.1 | Electric Utility
9973 | City of Kahoka | 2138 | Kahoka | 11 | Petroleum Liquids | 1.1 | 1.1 | Electric Utility
9973 | City of Kahoka | 2138 | Kahoka | 12 | Petroleum Liquids | 1.1 | 1.1 | Electric Utility
9973 | City of Kahoka | 2138 | Kahoka | 3 | Petroleum Liquids | 0.2 | 0.2 | Electric Utility
9973 | City of Kahoka | 2138 | Kahoka | 6 | Petroleum Liquids | 0.7 | 0.7 | Electric Utility
9973 | City of Kahoka | 2138 | Kahoka | 7 | Natural Gas Internal Combustion Engine | 0.8 | 0.7 | Electric Utility
9973 | City of Kahoka | 2138 | Kahoka | 8 | Natural Gas Internal Combustion Engine | 1.5 | 1.4 | Electric Utility
9973 | City of Kahoka | 2138 | Kahoka | 9 | Natural Gas Internal Combustion Engine | 0.9 | 0.8 | Electric Utility
9989 | Kalaeloa Partners LP | 54646 | Kalaeloa Cogen Plant | CT1 | Petroleum Liquids | 119.2 | 85 | IPP CHP
9989 | Kalaeloa Partners LP | 54646 | Kalaeloa Cogen Plant | CT2 | Petroleum Liquids | 119.2 | 85 | IPP CHP
9989 | Kalaeloa Partners LP | 54646 | Kalaeloa Cogen Plant | ST | Petroleum Liquids | 61 | 50 | IPP CHP
9996 | City of Kansas City - (KS) | 1294 | Kaw | 1 | Natural Gas Steam Turbine | 50.1 | 41.9 | Electric Utility
9996 | City of Kansas City - (KS) | 1294 | Kaw | 2 | Natural Gas Steam Turbine | 50.1 | 41.9 | Electric Utility
9996 | City of Kansas City - (KS) | 1294 | Kaw | 3 | Natural Gas Steam Turbine | 65.5 | 56.5 | Electric Utility
9996 | City of Kansas City - (KS) | 1295 | Quindaro | GT1 | Natural Gas Fired Combustion Turbine | 17.9 | 13 | Electric Utility
9996 | City of Kansas City - (KS) | 1295 | Quindaro | GT2 | Petroleum Liquids | 65.7 | 56 | Electric Utility
9996 | City of Kansas City - (KS) | 1295 | Quindaro | GT3 | Petroleum Liquids | 65.7 | 46 | Electric Utility
9996 | City of Kansas City - (KS) | 1295 | Quindaro | ST1 | Conventional Steam Coal | 81.6 | 72 | Electric Utility
9996 | City of Kansas City - (KS) | 1295 | Quindaro | ST2 | Conventional Steam Coal | 157.5 | 135 | Electric Utility
9996 | City of Kansas City - (KS) | 6064 | Nearman Creek | 1 | Conventional Steam Coal | 261 | 229 | Electric Utility
9996 | City of Kansas City - (KS) | 6064 | Nearman Creek | CT4 | Natural Gas Fired Combustion Turbine | 94 | 76 | Electric Utility
10000 | Kansas City Power & Light Co | 1241 | La Cygne | 1 | Conventional Steam Coal | 893 | 733.8 | Electric Utility
10000 | Kansas City Power & Light Co | 1241 | La Cygne | 2 | Conventional Steam Coal | 685 | 681.5 | Electric Utility
10000 | Kansas City Power & Light Co | 2079 | Hawthorn | 5 | Conventional Steam Coal | 594.3 | 564 | Electric Utility
10000 | Kansas City Power & Light Co | 2079 | Hawthorn | 6 | Natural Gas Fired Combined Cycle | 176 | 119.8 | Electric Utility
10000 | Kansas City Power & Light Co | 2079 | Hawthorn | 7 | Natural Gas Fired Combustion Turbine | 77 | 78.1 | Electric Utility
10000 | Kansas City Power & Light Co | 2079 | Hawthorn | 8 | Natural Gas Fired Combustion Turbine | 77 | 79.1 | Electric Utility
10000 | Kansas City Power & Light Co | 2079 | Hawthorn | 9 | Natural Gas Fired Combined Cycle | 146 | 107.4 | Electric Utility
10000 | Kansas City Power & Light Co | 2080 | Montrose | 1 | Conventional Steam Coal | 188 | 170 | Electric Utility
10000 | Kansas City Power & Light Co | 2080 | Montrose | 2 | Conventional Steam Coal | 188 | 164 | Electric Utility
10000 | Kansas City Power & Light Co | 2080 | Montrose | 3 | Conventional Steam Coal | 188 | 176 | Electric Utility
10000 | Kansas City Power & Light Co | 2081 | Northeast (MO) | 11 | Petroleum Liquids | 50 | 48.4 | Electric Utility
10000 | Kansas City Power & Light Co | 2081 | Northeast (MO) | 12 | Petroleum Liquids | 64 | 47.7 | Electric Utility
10000 | Kansas City Power & Light Co | 2081 | Northeast (MO) | 13 | Petroleum Liquids | 50 | 45.7 | Electric Utility
10000 | Kansas City Power & Light Co | 2081 | Northeast (MO) | 14 | Petroleum Liquids | 64 | 45.4 | Electric Utility
10000 | Kansas City Power & Light Co | 2081 | Northeast (MO) | 15 | Petroleum Liquids | 64 | 44.2 | Electric Utility
10000 | Kansas City Power & Light Co | 2081 | Northeast (MO) | 16 | Petroleum Liquids | 64 | 44.7 | Electric Utility
10000 | Kansas City Power & Light Co | 2081 | Northeast (MO) | 17 | Petroleum Liquids | 64 | 48 | Electric Utility
10000 | Kansas City Power & Light Co | 2081 | Northeast (MO) | 18 | Petroleum Liquids | 64 | 48.9 | Electric Utility
10000 | Kansas City Power & Light Co | 2081 | Northeast (MO) | 19 | Petroleum Liquids | 2 | 2 | Electric Utility
10000 | Kansas City Power & Light Co | 6065 | Iatan | 1 | Conventional Steam Coal | 726 | 712.9 | Electric Utility
10000 | Kansas City Power & Light Co | 6065 | Iatan | 2 | Conventional Steam Coal | 914 | 881.5 | Electric Utility
10000 | Kansas City Power & Light Co | 7928 | Osawatomie | 1 | Natural Gas Fired Combustion Turbine | 90 | 77.3 | Electric Utility
10000 | Kansas City Power & Light Co | 7929 | West Gardner | 1 | Natural Gas Fired Combustion Turbine | 91.3 | 75.3 | Electric Utility
10000 | Kansas City Power & Light Co | 7929 | West Gardner | 2 | Natural Gas Fired Combustion Turbine | 91.3 | 78.1 | Electric Utility
10000 | Kansas City Power & Light Co | 7929 | West Gardner | 3 | Natural Gas Fired Combustion Turbine | 91.3 | 78.6 | Electric Utility
10000 | Kansas City Power & Light Co | 7929 | West Gardner | 4 | Natural Gas Fired Combustion Turbine | 91.3 | 79.1 | Electric Utility
10000 | Kansas City Power & Light Co | 56351 | Spearville | 1 | Onshore Wind Turbine | 100.5 | 100.5 | Electric Utility
10000 | Kansas City Power & Light Co | 56351 | Spearville | 2 | Onshore Wind Turbine | 48 | 48 | Electric Utility
10000 | Kansas City Power & Light Co | 59772 | KCP&L SmartGrid Innovation Park | 1 | Batteries | 1 | 1 | Electric Utility
10004 | King County Dept-Natural Res | 50329 | West Point Treatment Plant | 4 | Other Waste Biomass | 2.3 | 2.3 | Commercial CHP
10004 | King County Dept-Natural Res | 50329 | West Point Treatment Plant | 5 | Other Waste Biomass | 2.3 | 2.3 | Commercial CHP
10005 | Kansas Gas & Electric Co | 1240 | Gordon Evans Energy Center | 1 | Natural Gas Steam Turbine | 136 | 152 | Electric Utility
10005 | Kansas Gas & Electric Co | 1240 | Gordon Evans Energy Center | 2 | Natural Gas Steam Turbine | 390 | 372 | Electric Utility
10005 | Kansas Gas & Electric Co | 1240 | Gordon Evans Energy Center | 5 | Petroleum Liquids | 2.9 | 3 | Electric Utility
10005 | Kansas Gas & Electric Co | 1240 | Gordon Evans Energy Center | GT1 | Natural Gas Fired Combustion Turbine | 98.3 | 68 | Electric Utility
10005 | Kansas Gas & Electric Co | 1240 | Gordon Evans Energy Center | GT2 | Natural Gas Fired Combustion Turbine | 98.3 | 66 | Electric Utility
10005 | Kansas Gas & Electric Co | 1240 | Gordon Evans Energy Center | GT3 | Natural Gas Fired Combustion Turbine | 178.5 | 148 | Electric Utility
10005 | Kansas Gas & Electric Co | 1242 | Murray Gill | 3 | Natural Gas Steam Turbine | 114 | 93 | Electric Utility
10005 | Kansas Gas & Electric Co | 1242 | Murray Gill | 4 | Natural Gas Steam Turbine | 114 | 90 | Electric Utility
10023 | TC Ravenswood LLC | 2500 | Ravenswood | 1 | Natural Gas Steam Turbine | 400 | 366.2 | IPP Non-CHP
10023 | TC Ravenswood LLC | 2500 | Ravenswood | 2 | Natural Gas Steam Turbine | 400 | 363.5 | IPP Non-CHP
10023 | TC Ravenswood LLC | 2500 | Ravenswood | 3 | Natural Gas Steam Turbine | 1027 | 969.2 | IPP Non-CHP
10023 | TC Ravenswood LLC | 2500 | Ravenswood | 4 | Natural Gas Fired Combined Cycle | 170 | 153.7 | IPP Non-CHP
10023 | TC Ravenswood LLC | 2500 | Ravenswood | 4S | Natural Gas Fired Combined Cycle | 80 | 74.7 | IPP Non-CHP
10023 | TC Ravenswood LLC | 2500 | Ravenswood | GT1 | Natural Gas Fired Combustion Turbine | 18.6 | 9.3 | IPP Non-CHP
10023 | TC Ravenswood LLC | 2500 | Ravenswood | GT10 | Natural Gas Fired Combustion Turbine | 25 | 18 | IPP Non-CHP
10023 | TC Ravenswood LLC | 2500 | Ravenswood | GT11 | Natural Gas Fired Combustion Turbine | 25 | 17.2 | IPP Non-CHP
10023 | TC Ravenswood LLC | 2500 | Ravenswood | GT21 | Natural Gas Fired Combustion Turbine | 42.9 | 32.7 | IPP Non-CHP
10023 | TC Ravenswood LLC | 2500 | Ravenswood | GT22 | Natural Gas Fired Combustion Turbine | 42.9 | 31.4 | IPP Non-CHP
10023 | TC Ravenswood LLC | 2500 | Ravenswood | GT23 | Natural Gas Fired Combustion Turbine | 42.9 |  | IPP Non-CHP
10023 | TC Ravenswood LLC | 2500 | Ravenswood | GT24 | Natural Gas Fired Combustion Turbine | 42.9 | 32 | IPP Non-CHP
10023 | TC Ravenswood LLC | 2500 | Ravenswood | GT31 | Natural Gas Fired Combustion Turbine | 42.9 | 30.3 | IPP Non-CHP
10023 | TC Ravenswood LLC | 2500 | Ravenswood | GT32 | Natural Gas Fired Combustion Turbine | 42.9 | 30.6 | IPP Non-CHP
10023 | TC Ravenswood LLC | 2500 | Ravenswood | GT33 | Natural Gas Fired Combustion Turbine | 42.9 |  | IPP Non-CHP
10023 | TC Ravenswood LLC | 2500 | Ravenswood | GT34 | Natural Gas Fired Combustion Turbine | 42.9 | 30.9 | IPP Non-CHP
10023 | TC Ravenswood LLC | 2500 | Ravenswood | GT4 | Natural Gas Fired Combustion Turbine | 21.1 | 12.9 | IPP Non-CHP
10023 | TC Ravenswood LLC | 2500 | Ravenswood | GT5 | Natural Gas Fired Combustion Turbine | 21.1 | 13.6 | IPP Non-CHP
10023 | TC Ravenswood LLC | 2500 | Ravenswood | GT6 | Natural Gas Fired Combustion Turbine | 22 | 13.4 | IPP Non-CHP
10023 | TC Ravenswood LLC | 2500 | Ravenswood | GT7 | Natural Gas Fired Combustion Turbine | 22 |  | IPP Non-CHP
10023 | TC Ravenswood LLC | 2500 | Ravenswood | GT9 | Natural Gas Fired Combustion Turbine | 25 | 16.9 | IPP Non-CHP
10035 | Kansas Municipal Energy Agency | 59045 | Jameson Energy Center | JEC1 | Natural Gas Fired Combustion Turbine | 9.2 | 9 | Electric Utility
10035 | Kansas Municipal Energy Agency | 59045 | Jameson Energy Center | JEC2 | Natural Gas Fired Combustion Turbine | 9.2 | 9 | Electric Utility
10035 | Kansas Municipal Energy Agency | 59045 | Jameson Energy Center | JEC3 | Natural Gas Fired Combustion Turbine | 9.2 | 9 | Electric Utility
10046 | Kas Brothers Windfarm LLC | 55809 | Kas Brothers Windfarm | G1 | Onshore Wind Turbine | 1.5 | 1.5 | IPP Non-CHP
10056 | City of Kaukauna | 4118 | Kaukauna Gas Turbine | GT1 | Natural Gas Fired Combustion Turbine | 18 | 15.8 | Electric Utility
10056 | City of Kaukauna | 4119 | Little Chute | 1 | Conventional Hydroelectric | 1.1 | 1.1 | Electric Utility
10056 | City of Kaukauna | 4119 | Little Chute | 2 | Conventional Hydroelectric | 1.1 | 1.1 | Electric Utility
10056 | City of Kaukauna | 4119 | Little Chute | 3 | Conventional Hydroelectric | 1.1 | 1.1 | Electric Utility
10056 | City of Kaukauna | 4120 | New Badger | 3 | Conventional Hydroelectric | 4.1 | 4 | Electric Utility
10056 | City of Kaukauna | 4120 | New Badger | 4 | Conventional Hydroelectric | 4.1 | 4 | Electric Utility
10056 | City of Kaukauna | 4122 | Rapide Croche | 1 | Conventional Hydroelectric | 0.6 | 0.6 | Electric Utility
10056 | City of Kaukauna | 4122 | Rapide Croche | 2 | Conventional Hydroelectric | 0.6 | 0.6 | Electric Utility
10056 | City of Kaukauna | 4122 | Rapide Croche | 3 | Conventional Hydroelectric | 0.6 | 0.6 | Electric Utility
10056 | City of Kaukauna | 4122 | Rapide Croche | 4 | Conventional Hydroelectric | 0.6 | 0.6 | Electric Utility
10056 | City of Kaukauna | 4201 | Combined Locks | HC1 | Conventional Hydroelectric | 3.1 | 3.1 | Electric Utility
10056 | City of Kaukauna | 4201 | Combined Locks | HC2 | Conventional Hydroelectric | 3.1 | 3.1 | Electric Utility
10056 | City of Kaukauna | 7822 | Kaukauna City Hydro | 1 | Conventional Hydroelectric | 2.4 | 2.4 | Electric Utility
10056 | City of Kaukauna | 7822 | Kaukauna City Hydro | 2 | Conventional Hydroelectric | 2.4 | 2.4 | Electric Utility
10056 | City of Kaukauna | 54885 | Kimberly Mill | 1H | Conventional Hydroelectric | 0.7 | 0.7 | Industrial Non-CHP
10056 | City of Kaukauna | 54885 | Kimberly Mill | 2H | Conventional Hydroelectric | 0.7 | 0.7 | Industrial Non-CHP
10056 | City of Kaukauna | 54885 | Kimberly Mill | 3H | Conventional Hydroelectric | 0.7 | 0.7 | Industrial Non-CHP
10071 | Kauai Island Utility Cooperative | 6474 | Port Allen (HI) | 3 | Petroleum Liquids | 2.7 | 2.5 | Electric Utility
10071 | Kauai Island Utility Cooperative | 6474 | Port Allen (HI) | 4 | Petroleum Liquids | 2.7 | 2.5 | Electric Utility
10071 | Kauai Island Utility Cooperative | 6474 | Port Allen (HI) | 5 | Petroleum Liquids | 2.7 | 2.5 | Electric Utility
10071 | Kauai Island Utility Cooperative | 6474 | Port Allen (HI) | 8 | Petroleum Liquids | 8.6 | 7.6 | Electric Utility
10071 | Kauai Island Utility Cooperative | 6474 | Port Allen (HI) | 9 | Petroleum Liquids | 8.6 | 7.6 | Electric Utility
10071 | Kauai Island Utility Cooperative | 6474 | Port Allen (HI) | D6 | Petroleum Liquids | 8.6 | 7.6 | Electric Utility
10071 | Kauai Island Utility Cooperative | 6474 | Port Allen (HI) | D7 | Petroleum Liquids | 8.6 | 7.6 | Electric Utility
10071 | Kauai Island Utility Cooperative | 6474 | Port Allen (HI) | GT1 | Petroleum Liquids | 19.2 | 17.5 | Electric Utility
10071 | Kauai Island Utility Cooperative | 6474 | Port Allen (HI) | GT2 | Petroleum Liquids | 23.8 | 22.6 | Electric Utility
10071 | Kauai Island Utility Cooperative | 6474 | Port Allen (HI) | IC1 | Petroleum Liquids | 2 | 1.7 | Electric Utility
10071 | Kauai Island Utility Cooperative | 6474 | Port Allen (HI) | IC2 | Petroleum Liquids | 2 | 1.7 | Electric Utility
10071 | Kauai Island Utility Cooperative | 6474 | Port Allen (HI) | ST1 | Petroleum Liquids | 10 | 9 | Electric Utility
10071 | Kauai Island Utility Cooperative | 56258 | Kapaia Power Station | CT1 | All Other | 39.1 | 26.6 | Electric Utility
10071 | Kauai Island Utility Cooperative | 58640 | KRS II Koloa Solar | KOLPV | Solar Photovoltaic | 12 | 12 | Electric Utility
10077 | Kaweah Delta Hospital | 10042 | Kaweah Delta District Hospital | KDHT1 | Natural Gas Fired Combustion Turbine | 3.5 | 3.5 | Commercial Non-CHP
10099 | Kaweah River Power Authority | 54343 | Terminus Hydroelectric Project | GEN1 | Conventional Hydroelectric | 20.1 | 20 | IPP Non-CHP
10127 | Kenetech Windpower Inc | 50712 | Altamont Pass Windplant | GEN1 | Onshore Wind Turbine | 332.5 | 332.5 | IPP Non-CHP
10152 | City of Kennett - (MO) | 2139 | Kennett | 1 | Petroleum Liquids | 0.4 | 0.4 | Electric Utility
10152 | City of Kennett - (MO) | 2139 | Kennett | 10 | Natural Gas Internal Combustion Engine | 6.2 | 5.6 | Electric Utility
10152 | City of Kennett - (MO) | 2139 | Kennett | 11 | Natural Gas Internal Combustion Engine | 6.2 | 5.6 | Electric Utility
10152 | City of Kennett - (MO) | 2139 | Kennett | 12 | Natural Gas Internal Combustion Engine | 6.4 | 5.7 | Electric Utility
10152 | City of Kennett - (MO) | 2139 | Kennett | 13 | Natural Gas Internal Combustion Engine | 6.4 | 5.7 | Electric Utility
10152 | City of Kennett - (MO) | 2139 | Kennett | 2 | Petroleum Liquids | 0.4 | 0.4 | Electric Utility
10152 | City of Kennett - (MO) | 2139 | Kennett | 3 | Petroleum Liquids | 0.8 | 0.8 | Electric Utility
10152 | City of Kennett - (MO) | 2139 | Kennett | 4 | Natural Gas Internal Combustion Engine | 2.5 | 2.2 | Electric Utility
10152 | City of Kennett - (MO) | 2139 | Kennett | 5 | Petroleum Liquids | 1.4 | 1.3 | Electric Utility
10152 | City of Kennett - (MO) | 2139 | Kennett | 6 | Natural Gas Internal Combustion Engine | 2 | 1.8 | Electric Utility
10152 | City of Kennett - (MO) | 2139 | Kennett | 7 | Natural Gas Internal Combustion Engine | 2.5 | 2.2 | Electric Utility
10152 | City of Kennett - (MO) | 2139 | Kennett | 8 | Natural Gas Internal Combustion Engine | 3.1 | 2.8 | Electric Utility
10152 | City of Kennett - (MO) | 2139 | Kennett | 9 | Natural Gas Internal Combustion Engine | 6.2 | 5.6 | Electric Utility
10162 | Kent County | 50860 | Kent County Waste to Energy Facility | GEN1 | Municipal Solid Waste | 18 | 15.7 | Commercial Non-CHP
10171 | Kentucky Utilities Co | 1354 | Dix Dam | 1 | Conventional Hydroelectric | 9.4 | 10.5 | Electric Utility
10171 | Kentucky Utilities Co | 1354 | Dix Dam | 2 | Conventional Hydroelectric | 9.4 | 10.5 | Electric Utility
10171 | Kentucky Utilities Co | 1354 | Dix Dam | 3 | Conventional Hydroelectric | 9.4 | 10.5 | Electric Utility
10171 | Kentucky Utilities Co | 1355 | E W Brown | 1 | Conventional Steam Coal | 113.6 | 106 | Electric Utility
10171 | Kentucky Utilities Co | 1355 | E W Brown | 10 | Natural Gas Fired Combustion Turbine | 126 | 102 | Electric Utility
10171 | Kentucky Utilities Co | 1355 | E W Brown | 11 | Natural Gas Fired Combustion Turbine | 126 | 102 | Electric Utility
10171 | Kentucky Utilities Co | 1355 | E W Brown | 2 | Conventional Steam Coal | 179.5 | 166 | Electric Utility
10171 | Kentucky Utilities Co | 1355 | E W Brown | 3 | Conventional Steam Coal | 464 | 412 | Electric Utility
10171 | Kentucky Utilities Co | 1355 | E W Brown | 5 | Natural Gas Fired Combustion Turbine | 123 | 112 | Electric Utility
10171 | Kentucky Utilities Co | 1355 | E W Brown | 6 | Natural Gas Fired Combustion Turbine | 176.8 | 146 | Electric Utility
10171 | Kentucky Utilities Co | 1355 | E W Brown | 7 | Natural Gas Fired Combustion Turbine | 176.8 | 146 | Electric Utility
10171 | Kentucky Utilities Co | 1355 | E W Brown | 8 | Natural Gas Fired Combustion Turbine | 126 | 102 | Electric Utility
10171 | Kentucky Utilities Co | 1355 | E W Brown | 9 | Natural Gas Fired Combustion Turbine | 126 | 102 | Electric Utility
10171 | Kentucky Utilities Co | 1356 | Ghent | 1 | Conventional Steam Coal | 556.9 | 479 | Electric Utility
10171 | Kentucky Utilities Co | 1356 | Ghent | 2 | Conventional Steam Coal | 556.3 | 495 | Electric Utility
10171 | Kentucky Utilities Co | 1356 | Ghent | 3 | Conventional Steam Coal | 556.5 | 489 | Electric Utility
10171 | Kentucky Utilities Co | 1356 | Ghent | 4 | Conventional Steam Coal | 556.2 | 465 | Electric Utility
10171 | Kentucky Utilities Co | 1357 | Green River | 3 | Conventional Steam Coal | 75 | 68 | Electric Utility
10171 | Kentucky Utilities Co | 1357 | Green River | 4 | Conventional Steam Coal | 113.6 | 93 | Electric Utility
10171 | Kentucky Utilities Co | 1358 | Haefling | 1 | Natural Gas Fired Combustion Turbine | 20.7 | 12 | Electric Utility
10171 | Kentucky Utilities Co | 1358 | Haefling | 2 | Natural Gas Fired Combustion Turbine | 20.7 | 12 | Electric Utility
10179 | Kenyon Municipal Utilities | 1983 | Kenyon Municipal | 5 | Petroleum Liquids | 1.8 | 1.8 | Electric Utility
10179 | Kenyon Municipal Utilities | 1983 | Kenyon Municipal | 6 | Petroleum Liquids | 1.8 | 1.8 | Electric Utility
10179 | Kenyon Municipal Utilities | 1983 | Kenyon Municipal | 7 | Petroleum Liquids | 1.8 | 1.8 | Electric Utility
10203 | Kern River Cogeneration Co | 10496 | Kern River Cogeneration | GTAG | Natural Gas Fired Combustion Turbine | 75 | 72 | IPP CHP
10203 | Kern River Cogeneration Co | 10496 | Kern River Cogeneration | GTBG | Natural Gas Fired Combustion Turbine | 75 | 72 | IPP CHP
10203 | Kern River Cogeneration Co | 10496 | Kern River Cogeneration | GTCG | Natural Gas Fired Combustion Turbine | 75 | 72 | IPP CHP
10203 | Kern River Cogeneration Co | 10496 | Kern River Cogeneration | GTDG | Natural Gas Fired Combustion Turbine | 75 | 72 | IPP CHP
10210 | Ketchikan Public Utilities | 70 | Swan Lake | 1 | Conventional Hydroelectric | 11.2 | 11.2 | Electric Utility
10210 | Ketchikan Public Utilities | 70 | Swan Lake | 2 | Conventional Hydroelectric | 11.2 | 11.2 | Electric Utility
10210 | Ketchikan Public Utilities | 84 | Ketchikan | 3 | Conventional Hydroelectric | 1.4 | 1.4 | Electric Utility
10210 | Ketchikan Public Utilities | 84 | Ketchikan | 4 | Conventional Hydroelectric | 1.4 | 1.4 | Electric Utility
10210 | Ketchikan Public Utilities | 84 | Ketchikan | 5 | Conventional Hydroelectric | 1.4 | 1.4 | Electric Utility
10210 | Ketchikan Public Utilities | 85 | S W Bailey | 1 | Petroleum Liquids | 4.5 | 3.5 | Electric Utility
10210 | Ketchikan Public Utilities | 85 | S W Bailey | 2 | Petroleum Liquids | 4.5 | 3.5 | Electric Utility
10210 | Ketchikan Public Utilities | 85 | S W Bailey | 3 | Petroleum Liquids | 6.4 | 5.5 | Electric Utility
10210 | Ketchikan Public Utilities | 85 | S W Bailey | 4 | Petroleum Liquids | 10.5 | 10.5 | Electric Utility
10210 | Ketchikan Public Utilities | 6580 | Beaver Falls | 1 | Conventional Hydroelectric | 1 | 1 | Electric Utility
10210 | Ketchikan Public Utilities | 6580 | Beaver Falls | 3 | Conventional Hydroelectric | 2.2 | 2.2 | Electric Utility
10210 | Ketchikan Public Utilities | 6580 | Beaver Falls | 4 | Conventional Hydroelectric | 2.2 | 2.2 | Electric Utility
10210 | Ketchikan Public Utilities | 6581 | Silvis | 1 | Conventional Hydroelectric | 2.1 | 2.1 | Electric Utility
10230 | Keystone Recovery Inc | 54934 | Keystone Recovery | NO 1 | Landfill Gas | 0.8 | 0.7 | IPP Non-CHP
10230 | Keystone Recovery Inc | 54934 | Keystone Recovery | NO 2 | Landfill Gas | 0.8 | 0.7 | IPP Non-CHP
10230 | Keystone Recovery Inc | 54934 | Keystone Recovery | NO 3 | Landfill Gas | 0.8 | 0.7 | IPP Non-CHP
10230 | Keystone Recovery Inc | 54934 | Keystone Recovery | NO 4 | Landfill Gas | 0.8 | 0.7 | IPP Non-CHP
10230 | Keystone Recovery Inc | 54934 | Keystone Recovery | NO 5 | Landfill Gas | 0.8 | 0.7 | IPP Non-CHP
10230 | Keystone Recovery Inc | 54934 | Keystone Recovery | NO 6 | Landfill Gas | 0.8 | 0.7 | IPP Non-CHP
10230 | Keystone Recovery Inc | 54934 | Keystone Recovery | NO 7 | Landfill Gas | 0.8 | 0.7 | IPP Non-CHP
10260 | City of Kimball - (NE) | 2248 | Kimball | 1 | Natural Gas Internal Combustion Engine | 1 | 0.7 | Electric Utility
10260 | City of Kimball - (NE) | 2248 | Kimball | 2 | Natural Gas Internal Combustion Engine | 1 | 0.7 | Electric Utility
10260 | City of Kimball - (NE) | 2248 | Kimball | 3 | Natural Gas Internal Combustion Engine | 1.3 | 1 | Electric Utility
10260 | City of Kimball - (NE) | 2248 | Kimball | 4 | Natural Gas Internal Combustion Engine | 1.3 | 1 | Electric Utility
10260 | City of Kimball - (NE) | 2248 | Kimball | 5 | Natural Gas Internal Combustion Engine | 1.1 | 0.6 | Electric Utility
10260 | City of Kimball - (NE) | 2248 | Kimball | 6 | Natural Gas Internal Combustion Engine | 3.9 | 3.6 | Electric Utility
10273 | Kimberly-Clark Corp | 50410 | Chester Operations | 5 | Conventional Steam Coal | 67 | 67 | Industrial CHP
10277 | Kinsley's Landfill Inc | 10045 | Kinsleys Landfill | 0011 | Landfill Gas | 0.5 | 0.5 | IPP Non-CHP
10277 | Kinsley's Landfill Inc | 10045 | Kinsleys Landfill | 0012 | Landfill Gas | 0.5 | 0.5 | IPP Non-CHP
10277 | Kinsley's Landfill Inc | 10045 | Kinsleys Landfill | 0013 | Landfill Gas | 0.5 | 0.5 | IPP Non-CHP
10277 | Kinsley's Landfill Inc | 10045 | Kinsleys Landfill | 0014 | Landfill Gas | 0.5 | 0.5 | IPP Non-CHP
10320 | City of Kingfisher - (OK) | 2986 | Kingfisher | 3 | Natural Gas Internal Combustion Engine | 2.8 | 2.9 | Electric Utility
10320 | City of Kingfisher - (OK) | 2986 | Kingfisher | 4 | Natural Gas Internal Combustion Engine | 1.3 | 1.2 | Electric Utility
10320 | City of Kingfisher - (OK) | 2986 | Kingfisher | 5 | Natural Gas Internal Combustion Engine | 3.1 | 3 | Electric Utility
10320 | City of Kingfisher - (OK) | 2986 | Kingfisher | IC1 | Natural Gas Internal Combustion Engine | 1.1 | 1 | Electric Utility
10320 | City of Kingfisher - (OK) | 2986 | Kingfisher | IC2 | Natural Gas Internal Combustion Engine | 0.8 | 0.6 | Electric Utility
10321 | City of Kingman - (KS) | 1296 | Kingman Municipal Power and Light Plant | 2 | Natural Gas Internal Combustion Engine | 2.2 | 1.9 | Electric Utility
10321 | City of Kingman - (KS) | 1296 | Kingman Municipal Power and Light Plant | 4 | Natural Gas Internal Combustion Engine | 2.2 | 1.9 | Electric Utility
10321 | City of Kingman - (KS) | 1296 | Kingman Municipal Power and Light Plant | 6 | Natural Gas Internal Combustion Engine | 3.5 | 3.4 | Electric Utility
10321 | City of Kingman - (KS) | 1296 | Kingman Municipal Power and Light Plant | 7 | Natural Gas Internal Combustion Engine | 2.4 | 2.1 | Electric Utility
10321 | City of Kingman - (KS) | 1296 | Kingman Municipal Power and Light Plant | 8 | Natural Gas Internal Combustion Engine | 2.5 | 2.4 | Electric Utility
10321 | City of Kingman - (KS) | 1296 | Kingman Municipal Power and Light Plant | 9 | Natural Gas Internal Combustion Engine | 6.3 | 6.3 | Electric Utility
10325 | Kings River Conservation Dist | 7907 | Pine Flat | 1 | Conventional Hydroelectric | 55 | 55 | Electric Utility
10325 | Kings River Conservation Dist | 7907 | Pine Flat | 2 | Conventional Hydroelectric | 55 | 55 | Electric Utility
10325 | Kings River Conservation Dist | 7907 | Pine Flat | 3 | Conventional Hydroelectric | 55 | 55 | Electric Utility
10325 | Kings River Conservation Dist | 56239 | Kings River | GT-1 | Natural Gas Fired Combustion Turbine | 60.5 | 54.5 | Electric Utility
10325 | Kings River Conservation Dist | 56239 | Kings River | GT-2 | Natural Gas Fired Combustion Turbine | 60.5 | 54.5 | Electric Utility
10337 | KES Kingsburg LP | 10405 | Kingsburg Cogen | GEN1 | Natural Gas Fired Combined Cycle | 23.1 | 22 | IPP CHP
10337 | KES Kingsburg LP | 10405 | Kingsburg Cogen | GEN2 | Natural Gas Fired Combined Cycle | 13.1 | 11.8 | IPP CHP
10339 | Kings Bay Naval Base | 54239 | Naval Submarine Base Kings Bay | 3023 | Petroleum Liquids | 2.5 | 2.5 | Commercial Non-CHP
10339 | Kings Bay Naval Base | 54239 | Naval Submarine Base Kings Bay | 3024 | Petroleum Liquids | 2.5 | 2.5 | Commercial Non-CHP
10339 | Kings Bay Naval Base | 54239 | Naval Submarine Base Kings Bay | 3025 | Petroleum Liquids | 2.5 | 2.5 | Commercial Non-CHP
10339 | Kings Bay Naval Base | 54239 | Naval Submarine Base Kings Bay | 3027 | Petroleum Liquids | 2.5 | 2.5 | Commercial Non-CHP
10339 | Kings Bay Naval Base | 54239 | Naval Submarine Base Kings Bay | 3028 | Petroleum Liquids | 2.5 | 2.5 | Commercial Non-CHP
10339 | Kings Bay Naval Base | 54239 | Naval Submarine Base Kings Bay | 3029 | Petroleum Liquids | 2.5 | 2.5 | Commercial Non-CHP
10339 | Kings Bay Naval Base | 54239 | Naval Submarine Base Kings Bay | 5876 | Petroleum Liquids | 2.5 | 2.5 | Commercial Non-CHP
10339 | Kings Bay Naval Base | 54239 | Naval Submarine Base Kings Bay | 5877 | Petroleum Liquids | 2.5 | 2.5 | Commercial Non-CHP
10339 | Kings Bay Naval Base | 54239 | Naval Submarine Base Kings Bay | 5878 | Petroleum Liquids | 2.5 | 2.5 | Commercial Non-CHP
10339 | Kings Bay Naval Base | 54239 | Naval Submarine Base Kings Bay | 5879 | Petroleum Liquids | 2.5 | 2.5 | Commercial Non-CHP
10339 | Kings Bay Naval Base | 54239 | Naval Submarine Base Kings Bay | 5880 | Petroleum Liquids | 2.5 | 2.5 | Commercial Non-CHP
10339 | Kings Bay Naval Base | 54239 | Naval Submarine Base Kings Bay | 5881 | Petroleum Liquids | 2.5 | 2.5 | Commercial Non-CHP
10347 | Kinneytown Hydro Co Inc | 54385 | Kinneytown New Old | GEN1 | Conventional Hydroelectric | 0.8 | 0.8 | IPP Non-CHP
10347 | Kinneytown Hydro Co Inc | 54385 | Kinneytown New Old | GEN2 | Conventional Hydroelectric | 1.5 | 1.4 | IPP Non-CHP
10349 | KIAC Partners | 54114 | Kennedy International Airport Cogen | GEN1 | Natural Gas Fired Combined Cycle | 47.1 | 50 | IPP CHP
10349 | KIAC Partners | 54114 | Kennedy International Airport Cogen | GEN2 | Natural Gas Fired Combined Cycle | 47.1 | 49.7 | IPP CHP
10349 | KIAC Partners | 54114 | Kennedy International Airport Cogen | GEN3 | Natural Gas Fired Combined Cycle | 27 | 26.5 | IPP CHP
10362 | Kiowa Power Partners LLC | 55501 | Kiamichi Energy Facility | CTG1 | Natural Gas Fired Combined Cycle | 183.9 | 158.2 | IPP Non-CHP
10362 | Kiowa Power Partners LLC | 55501 | Kiamichi Energy Facility | CTG2 | Natural Gas Fired Combined Cycle | 183.9 | 158.2 | IPP Non-CHP
10362 | Kiowa Power Partners LLC | 55501 | Kiamichi Energy Facility | CTG3 | Natural Gas Fired Combined Cycle | 183.9 | 158.2 | IPP Non-CHP
10362 | Kiowa Power Partners LLC | 55501 | Kiamichi Energy Facility | CTG4 | Natural Gas Fired Combined Cycle | 183.9 | 158.2 | IPP Non-CHP
10362 | Kiowa Power Partners LLC | 55501 | Kiamichi Energy Facility | STG1 | Natural Gas Fired Combined Cycle | 317.2 | 272.8 | IPP Non-CHP
10362 | Kiowa Power Partners LLC | 55501 | Kiamichi Energy Facility | STG2 | Natural Gas Fired Combined Cycle | 317.2 | 272.8 | IPP Non-CHP
10363 | Koyle Hydro Inc | 10781 | Koyle Ranch Hydroelectric Project | GEN1 | Conventional Hydroelectric | 0.2 | 0.2 | IPP Non-CHP
10363 | Koyle Hydro Inc | 10781 | Koyle Ranch Hydroelectric Project | GEN2 | Conventional Hydroelectric | 0.3 | 0.3 | IPP Non-CHP
10363 | Koyle Hydro Inc | 10781 | Koyle Ranch Hydroelectric Project | GEN3 | Conventional Hydroelectric | 0.8 | 0.8 | IPP Non-CHP
10376 | Kissimmee Utility Authority | 7238 | Cane Island | 1 | Natural Gas Fired Combustion Turbine | 42 | 32 | Electric Utility
10376 | Kissimmee Utility Authority | 7238 | Cane Island | 2 | Natural Gas Fired Combined Cycle | 80 | 69 | Electric Utility
10376 | Kissimmee Utility Authority | 7238 | Cane Island | 2A | All Other | 40 | 39 | Electric Utility
10376 | Kissimmee Utility Authority | 7238 | Cane Island | 3 | Natural Gas Fired Combined Cycle | 167.5 | 150 | Electric Utility
10376 | Kissimmee Utility Authority | 7238 | Cane Island | 3A | All Other | 82.5 | 90 | Electric Utility
10376 | Kissimmee Utility Authority | 7238 | Cane Island | 4 | Natural Gas Fired Combined Cycle | 180 | 160 | Electric Utility
10376 | Kissimmee Utility Authority | 7238 | Cane Island | 4A | All Other | 143.5 | 130 | Electric Utility
10393 | PUD No 1 of Klickitat County | 7832 | Roosevelt Biogas 1 | 1 | Landfill Gas | 2.1 | 2.1 | Electric Utility
10393 | PUD No 1 of Klickitat County | 7832 | Roosevelt Biogas 1 | 2 | Landfill Gas | 2.1 | 2.1 | Electric Utility
10393 | PUD No 1 of Klickitat County | 7832 | Roosevelt Biogas 1 | 3 | Landfill Gas | 2.1 | 2.1 | Electric Utility
10393 | PUD No 1 of Klickitat County | 7832 | Roosevelt Biogas 1 | 4 | Landfill Gas | 2.1 | 2.1 | Electric Utility
10393 | PUD No 1 of Klickitat County | 7832 | Roosevelt Biogas 1 | 5 | Landfill Gas | 2.1 | 2.1 | Electric Utility
10393 | PUD No 1 of Klickitat County | 7832 | Roosevelt Biogas 1 | 7 | Landfill Gas | 10 | 10 | Electric Utility
10393 | PUD No 1 of Klickitat County | 7832 | Roosevelt Biogas 1 | 8 | Landfill Gas | 10 | 10 | Electric Utility
10393 | PUD No 1 of Klickitat County | 7832 | Roosevelt Biogas 1 | 9 | All Other | 6 | 6 | Electric Utility
10433 | Kodiak Electric Assn Inc | 71 | Terror Lake | 1 | Conventional Hydroelectric | 11.2 | 11.2 | Electric Utility
10433 | Kodiak Electric Assn Inc | 71 | Terror Lake | 2 | Conventional Hydroelectric | 11.2 | 11.2 | Electric Utility
10433 | Kodiak Electric Assn Inc | 71 | Terror Lake | 3 | Conventional Hydroelectric | 11.2 | 11.2 | Electric Utility
10433 | Kodiak Electric Assn Inc | 6281 | Kodiak | 1 | Petroleum Liquids | 2.5 | 2.5 | Electric Utility
10433 | Kodiak Electric Assn Inc | 6281 | Kodiak | 2c | Petroleum Liquids | 4.4 | 4.4 | Electric Utility
10433 | Kodiak Electric Assn Inc | 6281 | Kodiak | 3c | Petroleum Liquids | 4.4 | 4.4 | Electric Utility
10433 | Kodiak Electric Assn Inc | 6281 | Kodiak | 4 | Petroleum Liquids | 7 | 7 | Electric Utility
10433 | Kodiak Electric Assn Inc | 6281 | Kodiak | 6A | Petroleum Liquids | 2 | 2 | Electric Utility
10433 | Kodiak Electric Assn Inc | 6281 | Kodiak | 7A | Petroleum Liquids | 2 | 2 | Electric Utility
10433 | Kodiak Electric Assn Inc | 6282 | Port Lions | 1 | Petroleum Liquids | 0.3 | 0.3 | Electric Utility
10433 | Kodiak Electric Assn Inc | 6282 | Port Lions | 2 | Petroleum Liquids | 0.3 | 0.2 | Electric Utility
10433 | Kodiak Electric Assn Inc | 6282 | Port Lions | 3 | Petroleum Liquids | 0.2 | 0.2 | Electric Utility
10433 | Kodiak Electric Assn Inc | 6282 | Port Lions | 4 | Petroleum Liquids | 0.2 | 0.2 | Electric Utility
10433 | Kodiak Electric Assn Inc | 7723 | Nymans Plant | 1 | Petroleum Liquids | 2.5 | 2.5 | Electric Utility
10433 | Kodiak Electric Assn Inc | 7723 | Nymans Plant | 2 | Petroleum Liquids | 7.5 | 7.3 | Electric Utility
10433 | Kodiak Electric Assn Inc | 57187 | Pillar Mountain Wind Project | 1 | Onshore Wind Turbine | 4.5 | 4.5 | Electric Utility
10433 | Kodiak Electric Assn Inc | 57187 | Pillar Mountain Wind Project | 2 | Onshore Wind Turbine | 4.5 | 4.5 | Electric Utility
10433 | Kodiak Electric Assn Inc | 58405 | ESS Battery | 1 | Batteries | 3 |  | Electric Utility
10451 | Kotzebue Electric Assn Inc | 6304 | Kotzebue | 10 | Petroleum Liquids | 3 | 3 | Electric Utility
10451 | Kotzebue Electric Assn Inc | 6304 | Kotzebue | 10wt | Onshore Wind Turbine | 0.1 | 0.1 | Electric Utility
10451 | Kotzebue Electric Assn Inc | 6304 | Kotzebue | 11wt | Onshore Wind Turbine | 0.1 | 0.1 | Electric Utility
10451 | Kotzebue Electric Assn Inc | 6304 | Kotzebue | 12wt | Onshore Wind Turbine | 0.1 | 0.1 | Electric Utility
10451 | Kotzebue Electric Assn Inc | 6304 | Kotzebue | 13WT | Onshore Wind Turbine | 0.1 | 0.1 | Electric Utility
10451 | Kotzebue Electric Assn Inc | 6304 | Kotzebue | 14 | Petroleum Liquids | 2.8 | 2.5 | Electric Utility
10451 | Kotzebue Electric Assn Inc | 6304 | Kotzebue | 14wt | Onshore Wind Turbine | 0.1 | 0.1 | Electric Utility
10451 | Kotzebue Electric Assn Inc | 6304 | Kotzebue | 15 | Petroleum Liquids | 2.8 | 2.5 | Electric Utility
10451 | Kotzebue Electric Assn Inc | 6304 | Kotzebue | 15WT | Onshore Wind Turbine | 0.1 | 0.1 | Electric Utility
10451 | Kotzebue Electric Assn Inc | 6304 | Kotzebue | 16 | Petroleum Liquids | 1.4 | 1.4 | Electric Utility
10451 | Kotzebue Electric Assn Inc | 6304 | Kotzebue | 16WT | Onshore Wind Turbine | 0.1 | 0.1 | Electric Utility
10451 | Kotzebue Electric Assn Inc | 6304 | Kotzebue | 17WT | Onshore Wind Turbine | 0.1 | 0.1 | Electric Utility
10451 | Kotzebue Electric Assn Inc | 6304 | Kotzebue | 18WT | Onshore Wind Turbine | 0.9 | 0.9 | Electric Utility
10451 | Kotzebue Electric Assn Inc | 6304 | Kotzebue | 19WT | Onshore Wind Turbine | 0.9 | 0.9 | Electric Utility
10451 | Kotzebue Electric Assn Inc | 6304 | Kotzebue | 1WT | Onshore Wind Turbine | 0.6 | 0.6 | Electric Utility
10451 | Kotzebue Electric Assn Inc | 6304 | Kotzebue | 2WT | Onshore Wind Turbine | 0.1 | 0.1 | Electric Utility
10451 | Kotzebue Electric Assn Inc | 6304 | Kotzebue | 3WT | Onshore Wind Turbine | 0.2 | 0.2 | Electric Utility
10451 | Kotzebue Electric Assn Inc | 6304 | Kotzebue | 4WT | Onshore Wind Turbine | 0.5 | 0.5 | Electric Utility
10451 | Kotzebue Electric Assn Inc | 6304 | Kotzebue | 5WT | Onshore Wind Turbine | 0.1 | 0.1 | Electric Utility
10451 | Kotzebue Electric Assn Inc | 6304 | Kotzebue | 6WT | Onshore Wind Turbine | 0.1 | 0.1 | Electric Utility
10451 | Kotzebue Electric Assn Inc | 6304 | Kotzebue | 7A | Petroleum Liquids | 1.1 | 1.1 | Electric Utility
10451 | Kotzebue Electric Assn Inc | 6304 | Kotzebue | 7WT | Onshore Wind Turbine | 13 | 0.3 | Electric Utility
10451 | Kotzebue Electric Assn Inc | 6304 | Kotzebue | 8WT | Onshore Wind Turbine | 0.1 | 0.1 | Electric Utility
10451 | Kotzebue Electric Assn Inc | 6304 | Kotzebue | 9wt | Onshore Wind Turbine | 0.1 | 0.1 | Electric Utility
10525 | La Farge Municipal Electric Co | 4124 | La Farge | 2A | Petroleum Liquids | 1.5 | 1.5 | Electric Utility
10536 | City of La Junta - (CO) | 506 | La Junta | 2 | Petroleum Liquids | 0.7 | 0.5 | Electric Utility
10536 | City of La Junta - (CO) | 506 | La Junta | 3 | Petroleum Liquids | 0.4 | 0.4 | Electric Utility
10536 | City of La Junta - (CO) | 506 | La Junta | 4 | Petroleum Liquids | 1 | 1 | Electric Utility
10536 | City of La Junta - (CO) | 506 | La Junta | 6 | Petroleum Liquids | 3 | 2.5 | Electric Utility
10536 | City of La Junta - (CO) | 506 | La Junta | 7 | Petroleum Liquids | 3.5 | 3 | Electric Utility
10536 | City of La Junta - (CO) | 506 | La Junta | 8 | Petroleum Liquids | 3.5 | 3 | Electric Utility
10536 | City of La Junta - (CO) | 506 | La Junta | 9 | Petroleum Liquids | 5.1 | 4 | Electric Utility
10538 | City of La Plata - (MO) | 2140 | La Plata | 1 | Petroleum Liquids | 1.8 | 1.7 | Electric Utility
10538 | City of La Plata - (MO) | 2140 | La Plata | 2 | Petroleum Liquids | 1.8 | 1.7 | Electric Utility
10542 | La Porte City Utilities | 1156 | La Porte | 3A | Petroleum Liquids | 1.8 | 1.8 | Electric Utility
10542 | La Porte City Utilities | 1156 | La Porte | 4A | Petroleum Liquids | 1.8 | 1.8 | Electric Utility
10542 | La Porte City Utilities | 1156 | La Porte | 6 | Petroleum Liquids | 1.8 | 1.8 | Electric Utility
10559 | City of La Crosse - (KS) | 1297 | La Crosse | 1 | Petroleum Liquids | 1.1 | 0.7 | Electric Utility
10559 | City of La Crosse - (KS) | 1297 | La Crosse | 2 | Petroleum Liquids | 1.1 | 0.9 | Electric Utility
10559 | City of La Crosse - (KS) | 1297 | La Crosse | 5 | Petroleum Liquids | 1.5 | 1.5 | Electric Utility
10559 | City of La Crosse - (KS) | 1297 | La Crosse | 6 | Petroleum Liquids | 1.8 | 1.5 | Electric Utility
10575 | Lachute Hydro Co Inc | 10752 | Lachute Hydro Lower | GEN1 | Conventional Hydroelectric | 3.8 | 3.6 | IPP Non-CHP
10575 | Lachute Hydro Co Inc | 10753 | Lachute Hydro Upper | GEN1 | Conventional Hydroelectric | 5.2 | 4.9 | IPP Non-CHP
10576 | Lake Road Generating Co LP | 55149 | Lake Road Generating Plant | U1 | Natural Gas Fired Combined Cycle | 280 | 245.8 | IPP Non-CHP
10576 | Lake Road Generating Co LP | 55149 | Lake Road Generating Plant | U2 | Natural Gas Fired Combined Cycle | 280 | 251.2 | IPP Non-CHP
10576 | Lake Road Generating Co LP | 55149 | Lake Road Generating Plant | U3 | Natural Gas Fired Combined Cycle | 280 | 260.3 | IPP Non-CHP
10596 | City of Lake Crystal - (MN) | 1985 | Lake Crystal | 1 | Petroleum Liquids | 0.6 | 0.6 | Electric Utility
10596 | City of Lake Crystal - (MN) | 1985 | Lake Crystal | 3 | Petroleum Liquids | 2 | 2 | Electric Utility
10596 | City of Lake Crystal - (MN) | 1985 | Lake Crystal | 4 | Petroleum Liquids | 1.2 | 1.2 | Electric Utility
10596 | City of Lake Crystal - (MN) | 1985 | Lake Crystal | 5 | Petroleum Liquids | 2 | 2 | Electric Utility
10604 | Lake Lure Town of | 2773 | Lake Lure | 1 | Conventional Hydroelectric | 1.2 | 1.2 | IPP Non-CHP
10604 | Lake Lure Town of | 2773 | Lake Lure | 2 | Conventional Hydroelectric | 2.4 | 2.4 | IPP Non-CHP
10606 | City of Lake Mills | 1154 | Lake Mills | 1A | Petroleum Liquids | 3 | 3 | Electric Utility
10606 | City of Lake Mills | 1154 | Lake Mills | 4 | Petroleum Liquids | 1.3 | 1.3 | Electric Utility
10606 | City of Lake Mills | 1154 | Lake Mills | 5 | Petroleum Liquids | 0.9 | 0.9 | Electric Utility
10606 | City of Lake Mills | 1154 | Lake Mills | 6 | Petroleum Liquids | 5.7 | 5.7 | Electric Utility
10606 | City of Lake Mills | 1154 | Lake Mills | 7 | Petroleum Liquids | 7.6 | 7.6 | Electric Utility
10608 | City of Lake Park - (IA) | 1153 | Lake Park | 3 | Petroleum Liquids | 2 | 2 | Electric Utility
10608 | City of Lake Park - (IA) | 1153 | Lake Park | G2 | Petroleum Liquids | 2 | 2 | Electric Utility
10620 | City of Lake Worth - (FL) | 673 | Tom G Smith | GT1 | Petroleum Liquids | 30.8 | 26 | Electric Utility
10620 | City of Lake Worth - (FL) | 673 | Tom G Smith | GT2 | Natural Gas Fired Combined Cycle | 21.4 | 21 | Electric Utility
10620 | City of Lake Worth - (FL) | 673 | Tom G Smith | MU1 | Petroleum Liquids | 2 | 2 | Electric Utility
10620 | City of Lake Worth - (FL) | 673 | Tom G Smith | MU2 | Petroleum Liquids | 2 | 2 | Electric Utility
10620 | City of Lake Worth - (FL) | 673 | Tom G Smith | MU3 | Petroleum Liquids | 2 | 2 | Electric Utility
10620 | City of Lake Worth - (FL) | 673 | Tom G Smith | MU4 | Petroleum Liquids | 2 | 2 | Electric Utility
10620 | City of Lake Worth - (FL) | 673 | Tom G Smith | MU5 | Petroleum Liquids | 2 | 2 | Electric Utility
10620 | City of Lake Worth - (FL) | 673 | Tom G Smith | S3 | Natural Gas Steam Turbine | 26.5 | 22 | Electric Utility
10620 | City of Lake Worth - (FL) | 673 | Tom G Smith | S5 | Natural Gas Fired Combined Cycle | 10 | 9 | Electric Utility
10622 | City of Lakefield - (MN) | 7415 | Lakefield Utilities | 5 | Petroleum Liquids | 1.2 | 1 | Electric Utility
10622 | City of Lakefield - (MN) | 7415 | Lakefield Utilities | 6 | Petroleum Liquids | 2.2 | 2 | Electric Utility
10623 | City of Lakeland - (FL) | 675 | Larsen Memorial | 2 | Natural Gas Fired Combustion Turbine | 11.2 | 10 | Electric Utility
10623 | City of Lakeland - (FL) | 675 | Larsen Memorial | 3 | Natural Gas Fired Combustion Turbine | 11.2 | 9 | Electric Utility
10623 | City of Lakeland - (FL) | 675 | Larsen Memorial | 5 | All Other | 25 | 29 | Electric Utility
10623 | City of Lakeland - (FL) | 675 | Larsen Memorial | 8 | Natural Gas Fired Combined Cycle | 86.2 | 76 | Electric Utility
10623 | City of Lakeland - (FL) | 676 | C D McIntosh Jr | 3 | Conventional Steam Coal | 363.8 | 342 | Electric Utility
10623 | City of Lakeland - (FL) | 676 | C D McIntosh Jr | 5CT | Natural Gas Fired Combined Cycle | 249 | 215 | Electric Utility
10623 | City of Lakeland - (FL) | 676 | C D McIntosh Jr | 5ST | Natural Gas Fired Combined Cycle | 120 | 123 | Electric Utility
10623 | City of Lakeland - (FL) | 676 | C D McIntosh Jr | GT1 | Natural Gas Fired Combustion Turbine | 26.6 | 16 | Electric Utility
10623 | City of Lakeland - (FL) | 676 | C D McIntosh Jr | IC1 | Petroleum Liquids | 2.5 | 2.5 | Electric Utility
10623 | City of Lakeland - (FL) | 676 | C D McIntosh Jr | IC2 | Petroleum Liquids | 2.5 | 2.5 | Electric Utility
10623 | City of Lakeland - (FL) | 676 | C D McIntosh Jr | ST1 | Natural Gas Steam Turbine | 103.5 | 85 | Electric Utility
10623 | City of Lakeland - (FL) | 676 | C D McIntosh Jr | ST2 | Natural Gas Steam Turbine | 126 | 106 | Electric Utility
10623 | City of Lakeland - (FL) | 7997 | Winston | WD01 | Petroleum Liquids | 2.5 | 2.5 | Electric Utility
10623 | City of Lakeland - (FL) | 7997 | Winston | WD02 | Petroleum Liquids | 2.5 | 2.5 | Electric Utility
10623 | City of Lakeland - (FL) | 7997 | Winston | WD03 | Petroleum Liquids | 2.5 | 2.5 | Electric Utility
10623 | City of Lakeland - (FL) | 7997 | Winston | WD04 | Petroleum Liquids | 2.5 | 2.5 | Electric Utility
10623 | City of Lakeland - (FL) | 7997 | Winston | WD05 | Petroleum Liquids | 2.5 | 2.5 | Electric Utility
10623 | City of Lakeland - (FL) | 7997 | Winston | WD06 | Petroleum Liquids | 2.5 | 2.5 | Electric Utility
10623 | City of Lakeland - (FL) | 7997 | Winston | WD07 | Petroleum Liquids | 2.5 | 2.5 | Electric Utility
10623 | City of Lakeland - (FL) | 7997 | Winston | WD08 | Petroleum Liquids | 2.5 | 2.5 | Electric Utility
10623 | City of Lakeland - (FL) | 7997 | Winston | WD09 | Petroleum Liquids | 2.5 | 2.5 | Electric Utility
10623 | City of Lakeland - (FL) | 7997 | Winston | WD10 | Petroleum Liquids | 2.5 | 2.5 | Electric Utility
10623 | City of Lakeland - (FL) | 7997 | Winston | WD11 | Petroleum Liquids | 2.5 | 2.5 | Electric Utility
10623 | City of Lakeland - (FL) | 7997 | Winston | WD12 | Petroleum Liquids | 2.5 | 2.5 | Electric Utility
10623 | City of Lakeland - (FL) | 7997 | Winston | WD13 | Petroleum Liquids | 2.5 | 2.5 | Electric Utility
10623 | City of Lakeland - (FL) | 7997 | Winston | WD14 | Petroleum Liquids | 2.5 | 2.5 | Electric Utility
10623 | City of Lakeland - (FL) | 7997 | Winston | WD15 | Petroleum Liquids | 2.5 | 2.5 | Electric Utility
10623 | City of Lakeland - (FL) | 7997 | Winston | WD16 | Petroleum Liquids | 2.5 | 2.5 | Electric Utility
10623 | City of Lakeland - (FL) | 7997 | Winston | WD17 | Petroleum Liquids | 2.5 | 2.5 | Electric Utility
10623 | City of Lakeland - (FL) | 7997 | Winston | WD18 | Petroleum Liquids | 2.5 | 2.5 | Electric Utility
10623 | City of Lakeland - (FL) | 7997 | Winston | WD19 | Petroleum Liquids | 2.5 | 2.5 | Electric Utility
10623 | City of Lakeland - (FL) | 7997 | Winston | WD20 | Petroleum Liquids | 2.5 | 2.5 | Electric Utility
10628 | City of Lakin - (KS) | 7393 | Lakin Municipal | LK1 | Natural Gas Internal Combustion Engine | 4.4 | 4.1 | Electric Utility
10633 | City of Lamar - (CO) | 508 | Lamar Plant | 4 | Conventional Steam Coal | 25 | 25 | Electric Utility
10633 | City of Lamar - (CO) | 508 | Lamar Plant | 5 | Natural Gas Fired Combustion Turbine | 4.2 | 4.2 | Electric Utility
10633 | City of Lamar - (CO) | 508 | Lamar Plant | 6 | Conventional Steam Coal | 18.5 | 15 | Electric Utility
10633 | City of Lamar - (CO) | 508 | Lamar Plant | IC1 | Petroleum Liquids | 1 | 1 | Electric Utility
10633 | City of Lamar - (CO) | 508 | Lamar Plant | IC2 | Petroleum Liquids | 1 | 1 | Electric Utility
10633 | City of Lamar - (CO) | 508 | Lamar Plant | T1-T3 | Onshore Wind Turbine | 4.5 | 4 | Electric Utility
10633 | City of Lamar - (CO) | 508 | Lamar Plant | T4 | Onshore Wind Turbine | 1.5 | 1.5 | Electric Utility
10650 | City of Lamoni - (IA) | 1155 | Lamoni Municipal Utilities | 1 | Petroleum Liquids | 2.8 | 2.7 | Electric Utility
10650 | City of Lamoni - (IA) | 1155 | Lamoni Municipal Utilities | 2 | Petroleum Liquids | 0.2 | 0.2 | Electric Utility
10650 | City of Lamoni - (IA) | 1155 | Lamoni Municipal Utilities | 3 | Petroleum Liquids | 0.3 | 0.3 | Electric Utility
10650 | City of Lamoni - (IA) | 1155 | Lamoni Municipal Utilities | 4 | Petroleum Liquids | 0.6 | 0.6 | Electric Utility
10650 | City of Lamoni - (IA) | 1155 | Lamoni Municipal Utilities | 5 | Petroleum Liquids | 1.1 | 1.1 | Electric Utility
10650 | City of Lamoni - (IA) | 1155 | Lamoni Municipal Utilities | 6 | Petroleum Liquids | 0.5 | 0.5 | Electric Utility
10650 | City of Lamoni - (IA) | 1155 | Lamoni Municipal Utilities | 7 | Petroleum Liquids | 2.5 | 2.3 | Electric Utility
10650 | City of Lamoni - (IA) | 1155 | Lamoni Municipal Utilities | 8 | Petroleum Liquids | 2.5 | 2.3 | Electric Utility
10657 | Lagoon Corp | 50942 | Lagoon Cogeneration Facility | 1 | Natural Gas Internal Combustion Engine | 1 | 0.5 | Commercial CHP
10657 | Lagoon Corp | 50942 | Lagoon Cogeneration Facility | 2 | Natural Gas Internal Combustion Engine | 1 | 0.5 | Commercial CHP
10657 | Lagoon Corp | 50942 | Lagoon Cogeneration Facility | 3 | Natural Gas Internal Combustion Engine | 1 | 0.5 | Commercial CHP
10685 | Lanesboro Public Utility Comm | 1987 | Lanesboro | 2 | Conventional Hydroelectric | 0.3 | 0.2 | Electric Utility
10685 | Lanesboro Public Utility Comm | 1987 | Lanesboro | 3 | Petroleum Liquids | 1 | 0.8 | Electric Utility
10685 | Lanesboro Public Utility Comm | 1987 | Lanesboro | 4 | Petroleum Liquids | 2.3 | 2.1 | Electric Utility
10713 | City of Larned - (KS) | 1299 | Larned | CAT | Petroleum Liquids | 2 | 2 | Electric Utility
10713 | City of Larned - (KS) | 1299 | Larned | CAT1 | Petroleum Liquids | 2 | 2 | Electric Utility
10713 | City of Larned - (KS) | 1299 | Larned | CAT2 | Petroleum Liquids | 2 | 2 | Electric Utility
10713 | City of Larned - (KS) | 1299 | Larned | CAT3 | Petroleum Liquids | 2 | 2 | Electric Utility
10713 | City of Larned - (KS) | 1299 | Larned | CAT4 | Petroleum Liquids | 2 | 2 | Electric Utility
10713 | City of Larned - (KS) | 1299 | Larned | IC5 | Petroleum Liquids | 6.4 | 6 | Electric Utility
10714 | Little Falls Hydroelec Assoc | 51034 | Little Falls Hydro | GEN1 | Conventional Hydroelectric | 6.5 | 6.5 | IPP Non-CHP
10714 | Little Falls Hydroelec Assoc | 51034 | Little Falls Hydro | GEN2 | Conventional Hydroelectric | 6.5 | 6.5 | IPP Non-CHP
10723 | Lateral 10 Ventures | 54753 | Lateral 10 Ventures | GEN1 | Conventional Hydroelectric | 2.4 | 2.3 | IPP Non-CHP
10730 | City of Las Animas - (CO) | 507 | Las Animas | 1 | Petroleum Liquids | 0.3 | 0.3 | Electric Utility
10730 | City of Las Animas - (CO) | 507 | Las Animas | 2 | Petroleum Liquids | 0.3 | 0.3 | Electric Utility
10730 | City of Las Animas - (CO) | 507 | Las Animas | 4 | Petroleum Liquids | 1 | 1 | Electric Utility
10730 | City of Las Animas - (CO) | 507 | Las Animas | 5 | Petroleum Liquids | 1 | 1 | Electric Utility
10730 | City of Las Animas - (CO) | 507 | Las Animas | 6 | Petroleum Liquids | 3 | 2.5 | Electric Utility
10755 | Lamar Power Partners LP | 55097 | Lamar Power Project | CTG1 | Natural Gas Fired Combined Cycle | 171.7 | 150.2 | IPP Non-CHP
10755 | Lamar Power Partners LP | 55097 | Lamar Power Project | CTG2 | Natural Gas Fired Combined Cycle | 176 | 150.2 | IPP Non-CHP
10755 | Lamar Power Partners LP | 55097 | Lamar Power Project | CTG3 | Natural Gas Fired Combined Cycle | 176 | 150.2 | IPP Non-CHP
10755 | Lamar Power Partners LP | 55097 | Lamar Power Project | CTG4 | Natural Gas Fired Combined Cycle | 176 | 150.2 | IPP Non-CHP
10755 | Lamar Power Partners LP | 55097 | Lamar Power Project | STG1 | Natural Gas Fired Combined Cycle | 204.3 | 200.6 | IPP Non-CHP
10755 | Lamar Power Partners LP | 55097 | Lamar Power Project | STG2 | Natural Gas Fired Combined Cycle | 204.3 | 200.6 | IPP Non-CHP
10760 | City of Laurel - (NE) | 2249 | Laurel | 1 | Natural Gas Internal Combustion Engine | 1.3 | 1.1 | Electric Utility
10760 | City of Laurel - (NE) | 2249 | Laurel | 2 | Natural Gas Internal Combustion Engine | 0.9 | 0.7 | Electric Utility
10760 | City of Laurel - (NE) | 2249 | Laurel | 3 | Natural Gas Internal Combustion Engine | 0.6 | 0.5 | Electric Utility
10760 | City of Laurel - (NE) | 2249 | Laurel | 4 | Natural Gas Internal Combustion Engine | 0.4 | 0.3 | Electric Utility
10760 | City of Laurel - (NE) | 2249 | Laurel | 6 | Natural Gas Internal Combustion Engine | 0.2 | 0.2 | Electric Utility
10760 | City of Laurel - (NE) | 2249 | Laurel | 7 | Natural Gas Internal Combustion Engine | 1.3 | 1.1 | Electric Utility
10769 | City of Laurens - (IA) | 1157 | Laurens | 3 | Petroleum Liquids | 0.8 | 0.7 | Electric Utility
10769 | City of Laurens - (IA) | 1157 | Laurens | 4 | Petroleum Liquids | 0.8 | 0.7 | Electric Utility
10769 | City of Laurens - (IA) | 1157 | Laurens | 5 | Petroleum Liquids | 2.5 | 2.3 | Electric Utility
10769 | City of Laurens - (IA) | 1157 | Laurens | 6 | Petroleum Liquids | 2.5 | 2.3 | Electric Utility
10769 | City of Laurens - (IA) | 1157 | Laurens | 7 | Petroleum Liquids | 2.5 | 2.3 | Electric Utility
10777 | Town of Laverne - (OK) | 56348 | Laverne Diesel Generating Plant | 1 | Petroleum Liquids | 2 | 2 | Electric Utility
10777 | Town of Laverne - (OK) | 56348 | Laverne Diesel Generating Plant | 2 | Petroleum Liquids | 2 | 2 | Electric Utility
10830 | City of Lebanon - (OH) | 2921 | Lebanon | 5 | Petroleum Liquids | 2 | 2 | Electric Utility
10830 | City of Lebanon - (OH) | 2921 | Lebanon | 6 | Petroleum Liquids | 3 | 3 | Electric Utility
10830 | City of Lebanon - (OH) | 2921 | Lebanon | 7 | Petroleum Liquids | 6 | 6 | Electric Utility
10830 | City of Lebanon - (OH) | 2921 | Lebanon | 8 | Petroleum Liquids | 5.6 | 5.6 | Electric Utility
10830 | City of Lebanon - (OH) | 2921 | Lebanon | 9 | Petroleum Liquids | 14 | 14 | Electric Utility
10849 | Wyeth-Averst Lederle | 10521 | Lederle Laboratories | 3A | Natural Gas Fired Combined Cycle | 1.5 | 1.5 | Industrial CHP
10849 | Wyeth-Averst Lederle | 10521 | Lederle Laboratories | GEN1 | Natural Gas Fired Combined Cycle | 8.3 | 8.3 | Industrial CHP
10849 | Wyeth-Averst Lederle | 10521 | Lederle Laboratories | GEN2 | Natural Gas Fired Combined Cycle | 8.3 | 8.3 | Industrial CHP
10849 | Wyeth-Averst Lederle | 10521 | Lederle Laboratories | GEN3 | Natural Gas Fired Combined Cycle | 2.2 | 2.2 | Industrial CHP
10849 | Wyeth-Averst Lederle | 10521 | Lederle Laboratories | TG4 | Natural Gas Fired Combined Cycle | 3.1 | 2 | Industrial CHP
10875 | Lee County Board-Commissioners | 52010 | Lee County Solid Waste Energy | GEN1 | Municipal Solid Waste | 39 | 39 | IPP Non-CHP
10875 | Lee County Board-Commissioners | 52010 | Lee County Solid Waste Energy | GEN2 | Municipal Solid Waste | 20 | 16 | IPP Non-CHP
10908 | City of Lenox - (IA) | 1158 | Lenox | 1 | Petroleum Liquids | 0.3 | 0.3 | Electric Utility
10908 | City of Lenox - (IA) | 1158 | Lenox | 2 | Petroleum Liquids | 1.1 | 1.1 | Electric Utility
10908 | City of Lenox - (IA) | 1158 | Lenox | 3 | Petroleum Liquids | 0.9 | 0.9 | Electric Utility
10908 | City of Lenox - (IA) | 1158 | Lenox | 4 | Petroleum Liquids | 1.8 | 1.7 | Electric Utility
10944 | PUD No 1 of Lewis County | 7427 | Cowlitz Falls | U#1 | Conventional Hydroelectric | 35 | 35 | Electric Utility
10944 | PUD No 1 of Lewis County | 7427 | Cowlitz Falls | U#2 | Conventional Hydroelectric | 35 | 35 | Electric Utility
10963 | Lewiston City of | 54202 | Upper Androscoggin | 1 | Conventional Hydroelectric | 0.7 | 0.7 | IPP Non-CHP
10963 | Lewiston City of | 54202 | Upper Androscoggin | 2 | Conventional Hydroelectric | 0.5 | 0.5 | IPP Non-CHP
10963 | Lewiston City of | 54202 | Upper Androscoggin | 3 | Conventional Hydroelectric | 0.4 | 0.5 | IPP Non-CHP
11017 | City of Lincoln Center - (KS) | 1300 | Lincoln | 1 | Natural Gas Internal Combustion Engine | 1.3 | 1.1 | Electric Utility
11017 | City of Lincoln Center - (KS) | 1300 | Lincoln | 2 | Natural Gas Internal Combustion Engine | 1.3 | 1.1 | Electric Utility
11017 | City of Lincoln Center - (KS) | 1300 | Lincoln | 4 | Natural Gas Internal Combustion Engine | 0.7 | 0.6 | Electric Utility
11017 | City of Lincoln Center - (KS) | 1300 | Lincoln | 5 | Natural Gas Internal Combustion Engine | 1.3 | 1.1 | Electric Utility
11017 | City of Lincoln Center - (KS) | 1300 | Lincoln | 6 | Natural Gas Internal Combustion Engine | 2.5 | 2.2 | Electric Utility
11017 | City of Lincoln Center - (KS) | 1300 | Lincoln | 7 | Natural Gas Internal Combustion Engine | 3.5 | 3 | Electric Utility
11018 | Lincoln Electric System | 2250 | J Street | 1 | Natural Gas Fired Combustion Turbine | 27 | 29 | Electric Utility
11018 | Lincoln Electric System | 6373 | Rokeby | 1 | Natural Gas Fired Combustion Turbine | 72.4 | 72 | Electric Utility
11018 | Lincoln Electric System | 6373 | Rokeby | 2 | Natural Gas Fired Combustion Turbine | 95.4 | 89 | Electric Utility
11018 | Lincoln Electric System | 6373 | Rokeby | 3 | Natural Gas Fired Combustion Turbine | 95.4 | 94 | Electric Utility
11018 | Lincoln Electric System | 6373 | Rokeby | BSU | Petroleum Liquids | 2.9 | 3 | Electric Utility
11018 | Lincoln Electric System | 7887 | Terry Bundy Generating Station | 1 | Natural Gas Fired Combined Cycle | 28.2 | 28.6 | Electric Utility
11018 | Lincoln Electric System | 7887 | Terry Bundy Generating Station | 2 | Natural Gas Fired Combined Cycle | 60.5 | 47 | Electric Utility
11018 | Lincoln Electric System | 7887 | Terry Bundy Generating Station | 3 | Natural Gas Fired Combined Cycle | 60.5 | 47 | Electric Utility
11018 | Lincoln Electric System | 7887 | Terry Bundy Generating Station | 4 | Natural Gas Fired Combustion Turbine | 60.5 | 47 | Electric Utility
11018 | Lincoln Electric System | 7887 | Terry Bundy Generating Station | BSU | Petroleum Liquids | 1.8 | 1.8 | Electric Utility
11018 | Lincoln Electric System | 7887 | Terry Bundy Generating Station | LFG1 | Landfill Gas | 1.6 | 1.6 | Electric Utility
11018 | Lincoln Electric System | 7887 | Terry Bundy Generating Station | LFG2 | Landfill Gas | 1.6 | 1.6 | Electric Utility
11018 | Lincoln Electric System | 7887 | Terry Bundy Generating Station | LFG3 | Landfill Gas | 1.6 | 1.6 | Electric Utility
11018 | Lincoln Electric System | 7965 | Salt Valley Wind Plant | G1 | Onshore Wind Turbine | 0.6 | 0.7 | Electric Utility
11018 | Lincoln Electric System | 7965 | Salt Valley Wind Plant | G2 | Onshore Wind Turbine | 0.6 | 0.7 | Electric Utility
11059 | Pasadena Cogeneration LP | 55047 | Pasadena Cogeneration | CTG1 | Natural Gas Fired Combined Cycle | 175 | 155 | IPP CHP
11059 | Pasadena Cogeneration LP | 55047 | Pasadena Cogeneration | CTG2 | Natural Gas Fired Combined Cycle | 185 | 165 | IPP CHP
11059 | Pasadena Cogeneration LP | 55047 | Pasadena Cogeneration | CTG3 | Natural Gas Fired Combined Cycle | 185 | 165 | IPP CHP
11059 | Pasadena Cogeneration LP | 55047 | Pasadena Cogeneration | STG1 | Natural Gas Fired Combined Cycle | 85 | 60 | IPP CHP
11059 | Pasadena Cogeneration LP | 55047 | Pasadena Cogeneration | STG2 | Natural Gas Fired Combined Cycle | 185 | 165 | IPP CHP
11064 | Litchfield Public Utilities | 1989 | Litchfield | 5 | Petroleum Liquids | 2.1 | 2.1 | Electric Utility
11064 | Litchfield Public Utilities | 1989 | Litchfield | 6 | Petroleum Liquids | 2.1 | 2.1 | Electric Utility
11064 | Litchfield Public Utilities | 1989 | Litchfield | QS 1 | Petroleum Liquids | 2.3 | 2.3 | Electric Utility
11064 | Litchfield Public Utilities | 1989 | Litchfield | QS 2 | Petroleum Liquids | 2.3 | 2.3 | Electric Utility
11064 | Litchfield Public Utilities | 1989 | Litchfield | QS 3 | Petroleum Liquids | 2.3 | 2.3 | Electric Utility
11064 | Litchfield Public Utilities | 1989 | Litchfield | QS 4 | Petroleum Liquids | 2.3 | 2.3 | Electric Utility
11064 | Litchfield Public Utilities | 1989 | Litchfield | QS 5 | Petroleum Liquids | 2.3 | 2.3 | Electric Utility
11079 | Little Rock Wastewater Utility | 10050 | Fourche Creek Wastewater | 4 | Other Waste Biomass | 1.3 | 1.3 | Commercial CHP
11082 | Littlewood Irrigation District | 54386 | Little Wood Hydro Project | GEN1 | Conventional Hydroelectric | 2.8 | 2.4 | IPP Non-CHP
11118 | Lockhart Power Co | 3275 | Lockhart | 2 | Conventional Hydroelectric | 4.2 | 4.2 | Electric Utility
11118 | Lockhart Power Co | 3275 | Lockhart | HY1 | Conventional Hydroelectric | 4.2 | 4.2 | Electric Utility
11118 | Lockhart Power Co | 3275 | Lockhart | HY3 | Conventional Hydroelectric | 4.2 | 4.2 | Electric Utility
11118 | Lockhart Power Co | 3275 | Lockhart | HY4 | Conventional Hydroelectric | 4.2 | 4.2 | Electric Utility
11118 | Lockhart Power Co | 3275 | Lockhart | HY5 | Conventional Hydroelectric | 1.2 | 1.2 | Electric Utility
11118 | Lockhart Power Co | 57030 | Pacolet Diesel Generation Facility | DI 1 | Petroleum Liquids | 1.8 | 1.8 | Electric Utility
11118 | Lockhart Power Co | 57030 | Pacolet Diesel Generation Facility | DI 2 | Petroleum Liquids | 1.8 | 1.8 | Electric Utility
11118 | Lockhart Power Co | 57030 | Pacolet Diesel Generation Facility | DI 3 | Petroleum Liquids | 1.8 | 1.8 | Electric Utility
11118 | Lockhart Power Co | 57885 | Wellford Renewable Energy Plant | LFG1 | Landfill Gas | 1.6 | 1.6 | Electric Utility
11118 | Lockhart Power Co | 57886 | City West Diesel Plant | DI1 | Petroleum Liquids | 1.8 | 1.8 | Electric Utility
11118 | Lockhart Power Co | 57886 | City West Diesel Plant | DI2 | Petroleum Liquids | 1.8 | 1.8 | Electric Utility
11118 | Lockhart Power Co | 57886 | City West Diesel Plant | DI3 | Petroleum Liquids | 1.8 | 1.8 | Electric Utility
11118 | Lockhart Power Co | 57886 | City West Diesel Plant | DI4 | Petroleum Liquids | 1.8 | 1.8 | Electric Utility
11118 | Lockhart Power Co | 58257 | Upper Pacolet Hydro | UP1 | Conventional Hydroelectric | 1.1 | 1.1 | Electric Utility
11127 | Lockport Energy Associates LP | 54041 | Lockport Energy Associates LP | GEN1 | Natural Gas Fired Combined Cycle | 48.7 | 42.6 | IPP CHP
11127 | Lockport Energy Associates LP | 54041 | Lockport Energy Associates LP | GEN2 | Natural Gas Fired Combined Cycle | 48.7 | 42.6 | IPP CHP
11127 | Lockport Energy Associates LP | 54041 | Lockport Energy Associates LP | GEN3 | Natural Gas Fired Combined Cycle | 48.7 | 42.6 | IPP CHP
11127 | Lockport Energy Associates LP | 54041 | Lockport Energy Associates LP | GEN4 | Natural Gas Fired Combined Cycle | 75.2 | 75.2 | IPP CHP
11135 | City of Logan - (UT) | 3675 | Hydro III | HY1 | Conventional Hydroelectric | 0.7 | 0.7 | Electric Utility
11135 | City of Logan - (UT) | 3675 | Hydro III | HY2 | Conventional Hydroelectric | 0.7 | 0.7 | Electric Utility
11135 | City of Logan - (UT) | 4251 | Logan City | 1 | Natural Gas Fired Combustion Turbine | 5.3 | 4.5 | Electric Utility
11135 | City of Logan - (UT) | 4251 | Logan City | 2 | Natural Gas Fired Combustion Turbine | 5.3 | 4.5 | Electric Utility
11135 | City of Logan - (UT) | 4251 | Logan City | 3 | Natural Gas Fired Combustion Turbine | 5.3 | 4.5 | Electric Utility
11135 | City of Logan - (UT) | 7034 | Hydro II | 1 | Conventional Hydroelectric | 3.3 | 3.1 | Electric Utility
11135 | City of Logan - (UT) | 7034 | Hydro II | 2 | Conventional Hydroelectric | 3.3 | 3.1 | Electric Utility
11142 | City of Logansport - (IN) | 1032 | Logansport | 4 | Conventional Steam Coal | 18 | 16.5 | Electric Utility
11142 | City of Logansport - (IN) | 1032 | Logansport | 5 | Conventional Steam Coal | 25 | 22 | Electric Utility
11142 | City of Logansport - (IN) | 1032 | Logansport | 6 | Natural Gas Fired Combustion Turbine | 18 | 15 | Electric Utility
11161 | Loma Linda University | 10206 | Loma Linda University Cogen | GEN1 | Natural Gas Fired Combustion Turbine | 5.2 | 4.8 | Commercial CHP
11161 | Loma Linda University | 10206 | Loma Linda University Cogen | GEN2 | Natural Gas Fired Combustion Turbine | 5.2 | 4.8 | Commercial CHP
11161 | Loma Linda University | 10206 | Loma Linda University Cogen | GEN4 | Petroleum Liquids | 1.7 | 1.7 | Commercial CHP
11169 | Longview Fibre Co | 54562 | Longview Fibre | 4 | Wood/Wood Waste Biomass | 10 | 10 | Industrial CHP
11169 | Longview Fibre Co | 54562 | Longview Fibre | 6 | Wood/Wood Waste Biomass | 20 | 22 | Industrial CHP
11169 | Longview Fibre Co | 54562 | Longview Fibre | 7 | Wood/Wood Waste Biomass | 25 | 25 | Industrial CHP
11204 | Los Alamos County | 7593 | El Vado Dam | 1 | Conventional Hydroelectric | 8 | 8 | Electric Utility
11204 | Los Alamos County | 7789 | Abiquiu Dam | 1 | Conventional Hydroelectric | 6.3 | 6.9 | Electric Utility
11204 | Los Alamos County | 7789 | Abiquiu Dam | 2 | Conventional Hydroelectric | 6.3 | 6.9 | Electric Utility
11204 | Los Alamos County | 7789 | Abiquiu Dam | 3 | Conventional Hydroelectric | 3 | 3 | Electric Utility
11204 | Los Alamos County | 58256 | Los Alamos PV Site | 1 | Solar Photovoltaic | 1 | 1 | Electric Utility
11204 | Los Alamos County | 58256 | Los Alamos PV Site | 2 | Batteries | 1 | 1 | Electric Utility
11204 | Los Alamos County | 58256 | Los Alamos PV Site | 3 | Batteries | 0.8 | 0.8 | Electric Utility
11208 | Los Angeles Department of Water & Power | 391 | Big Pine Creek | 1 | Conventional Hydroelectric | 3.2 | 3 | Electric Utility
11208 | Los Angeles Department of Water & Power | 392 | Castaic | 1 | Hydroelectric Pumped Storage | 271 | 250 | Electric Utility
11208 | Los Angeles Department of Water & Power | 392 | Castaic | 2 | Hydroelectric Pumped Storage | 271 | 265 | Electric Utility
11208 | Los Angeles Department of Water & Power | 392 | Castaic | 3 | Hydroelectric Pumped Storage | 271 | 265 | Electric Utility
11208 | Los Angeles Department of Water & Power | 392 | Castaic | 4 | Hydroelectric Pumped Storage | 271 | 265 | Electric Utility
11208 | Los Angeles Department of Water & Power | 392 | Castaic | 5 | Hydroelectric Pumped Storage | 271 | 265 | Electric Utility
11208 | Los Angeles Department of Water & Power | 392 | Castaic | 6 | Hydroelectric Pumped Storage | 271 | 265 | Electric Utility
11208 | Los Angeles Department of Water & Power | 392 | Castaic | 7 | Conventional Hydroelectric | 56 | 56 | Electric Utility
11208 | Los Angeles Department of Water & Power | 393 | Control Gorge | 1 | Conventional Hydroelectric | 37.5 | 37.5 | Electric Utility
11208 | Los Angeles Department of Water & Power | 394 | Cottonwood | 1 | Conventional Hydroelectric | 0.8 | 1.2 | Electric Utility
11208 | Los Angeles Department of Water & Power | 394 | Cottonwood | 2 | Conventional Hydroelectric | 0.8 | 1.2 | Electric Utility
11208 | Los Angeles Department of Water & Power | 396 | Foothill | 1 | Conventional Hydroelectric | 11 | 9.9 | Electric Utility
11208 | Los Angeles Department of Water & Power | 397 | Franklin (CA) | 1 | Conventional Hydroelectric | 2 | 2 | Electric Utility
11208 | Los Angeles Department of Water & Power | 398 | Haiwee | 1 | Conventional Hydroelectric | 2.8 | 3.6 | Electric Utility
11208 | Los Angeles Department of Water & Power | 398 | Haiwee | 2 | Conventional Hydroelectric | 2.8 | 3.6 | Electric Utility
11208 | Los Angeles Department of Water & Power | 399 | Harbor | 10A | Natural Gas Fired Combined Cycle | 85.3 | 79.5 | Electric Utility
11208 | Los Angeles Department of Water & Power | 399 | Harbor | 10B | Natural Gas Fired Combined Cycle | 85.3 | 79.5 | Electric Utility
11208 | Los Angeles Department of Water & Power | 399 | Harbor | 5 | Natural Gas Fired Combined Cycle | 75 | 65 | Electric Utility
11208 | Los Angeles Department of Water & Power | 399 | Harbor | GT10 | Natural Gas Fired Combustion Turbine | 60.5 | 47.4 | Electric Utility
11208 | Los Angeles Department of Water & Power | 399 | Harbor | GT11 | Natural Gas Fired Combustion Turbine | 60.5 | 47.4 | Electric Utility
11208 | Los Angeles Department of Water & Power | 399 | Harbor | GT12 | Natural Gas Fired Combustion Turbine | 60.5 | 47.4 | Electric Utility
11208 | Los Angeles Department of Water & Power | 399 | Harbor | GT13 | Natural Gas Fired Combustion Turbine | 60.5 | 47.4 | Electric Utility
11208 | Los Angeles Department of Water & Power | 399 | Harbor | GT14 | Natural Gas Fired Combustion Turbine | 60.5 | 47.4 | Electric Utility
11208 | Los Angeles Department of Water & Power | 400 | Haynes | 1 | Natural Gas Steam Turbine | 230 | 222 | Electric Utility
11208 | Los Angeles Department of Water & Power | 400 | Haynes | 10 | Natural Gas Fired Combined Cycle | 182.8 | 157.5 | Electric Utility
11208 | Los Angeles Department of Water & Power | 400 | Haynes | 11 | Natural Gas Fired Combustion Turbine | 108.2 | 96.3 | Electric Utility
11208 | Los Angeles Department of Water & Power | 400 | Haynes | 12 | Natural Gas Fired Combustion Turbine | 108.2 | 96.3 | Electric Utility
11208 | Los Angeles Department of Water & Power | 400 | Haynes | 13 | Natural Gas Fired Combustion Turbine | 108.2 | 96.3 | Electric Utility
11208 | Los Angeles Department of Water & Power | 400 | Haynes | 14 | Natural Gas Fired Combustion Turbine | 108.2 | 96.3 | Electric Utility
11208 | Los Angeles Department of Water & Power | 400 | Haynes | 15 | Natural Gas Fired Combustion Turbine | 108.2 | 96.3 | Electric Utility
11208 | Los Angeles Department of Water & Power | 400 | Haynes | 16 | Natural Gas Fired Combustion Turbine | 108.2 | 96.3 | Electric Utility
11208 | Los Angeles Department of Water & Power | 400 | Haynes | 2 | Natural Gas Steam Turbine | 230 | 222 | Electric Utility
11208 | Los Angeles Department of Water & Power | 400 | Haynes | 8 | Natural Gas Fired Combined Cycle | 264.3 | 235 | Electric Utility
11208 | Los Angeles Department of Water & Power | 400 | Haynes | 9 | Natural Gas Fired Combined Cycle | 182.8 | 157.5 | Electric Utility
11208 | Los Angeles Department of Water & Power | 401 | Middle Gorge | 1 | Conventional Hydroelectric | 37.5 | 37.5 | Electric Utility
11208 | Los Angeles Department of Water & Power | 402 | Pleasant Valley Hydro | 1 | Conventional Hydroelectric | 3.2 | 2.7 | Electric Utility
11208 | Los Angeles Department of Water & Power | 403 | San Fernando | 1 | Conventional Hydroelectric | 2.8 | 3.2 | Electric Utility
11208 | Los Angeles Department of Water & Power | 403 | San Fernando | 2 | Conventional Hydroelectric | 2.8 | 2.9 | Electric Utility
11208 | Los Angeles Department of Water & Power | 404 | Scattergood | 1 | Natural Gas Steam Turbine | 163.2 | 174 | Electric Utility
11208 | Los Angeles Department of Water & Power | 404 | Scattergood | 2 | Natural Gas Steam Turbine | 163.2 | 177 | Electric Utility
11208 | Los Angeles Department of Water & Power | 404 | Scattergood | 3 | Natural Gas Steam Turbine | 496.8 | 445 | Electric Utility
11208 | Los Angeles Department of Water & Power | 407 | Upper Gorge | 1 | Conventional Hydroelectric | 37.5 | 37.5 | Electric Utility
11208 | Los Angeles Department of Water & Power | 408 | Valley (CA) | 5 | Natural Gas Fired Combustion Turbine | 60.5 | 43 | Electric Utility
11208 | Los Angeles Department of Water & Power | 408 | Valley (CA) | 6 | Natural Gas Fired Combined Cycle | 182.8 | 156 | Electric Utility
11208 | Los Angeles Department of Water & Power | 408 | Valley (CA) | 7 | Natural Gas Fired Combined Cycle | 182.8 | 156 | Electric Utility
11208 | Los Angeles Department of Water & Power | 408 | Valley (CA) | 8 | Natural Gas Fired Combined Cycle | 264.4 | 201 | Electric Utility
11208 | Los Angeles Department of Water & Power | 6479 | San Francisquito 1 | 1A | Conventional Hydroelectric | 25 | 27 | Electric Utility
11208 | Los Angeles Department of Water & Power | 6479 | San Francisquito 1 | 3 | Conventional Hydroelectric | 9.3 | 10 | Electric Utility
11208 | Los Angeles Department of Water & Power | 6479 | San Francisquito 1 | 4 | Conventional Hydroelectric | 10 | 12 | Electric Utility
11208 | Los Angeles Department of Water & Power | 6479 | San Francisquito 1 | 6 | Conventional Hydroelectric | 25 | 27 | Electric Utility
11208 | Los Angeles Department of Water & Power | 6480 | San Francisquito 2 | 1 | Conventional Hydroelectric | 14 | 14.5 | Electric Utility
11208 | Los Angeles Department of Water & Power | 6480 | San Francisquito 2 | 2 | Conventional Hydroelectric | 14 | 14 | Electric Utility
11208 | Los Angeles Department of Water & Power | 6480 | San Francisquito 2 | 3 | Conventional Hydroelectric | 14 | 18 | Electric Utility
11208 | Los Angeles Department of Water & Power | 6481 | Intermountain Power Project | 1 | Conventional Steam Coal | 820 | 900 | Electric Utility
11208 | Los Angeles Department of Water & Power | 6481 | Intermountain Power Project | 2 | Conventional Steam Coal | 820 | 900 | Electric Utility
11208 | Los Angeles Department of Water & Power | 55514 | Apex Generating Station | CTG1 | Natural Gas Fired Combined Cycle | 174 | 149.6 | Electric Utility
11208 | Los Angeles Department of Water & Power | 55514 | Apex Generating Station | CTG2 | Natural Gas Fired Combined Cycle | 174 | 149.6 | Electric Utility
11208 | Los Angeles Department of Water & Power | 55514 | Apex Generating Station | STG1 | Natural Gas Fired Combined Cycle | 252.6 | 195.2 | Electric Utility
11208 | Los Angeles Department of Water & Power | 56433 | Pine Tree Wind Power Project | 1 | Onshore Wind Turbine | 135 | 135 | Electric Utility
11208 | Los Angeles Department of Water & Power | 57305 | Adelanto Solar Project | 1 | Solar Photovoltaic | 10 | 10 | Electric Utility
11208 | Los Angeles Department of Water & Power | 57306 | Pine Tree Solar Project | 1 | Solar Photovoltaic | 8.5 | 8.5 | Electric Utility
11208 | Los Angeles Department of Water & Power | 57310 | 1420 Coil Av #C | 1 | Solar Photovoltaic | 1.1 | 1.3 | Commercial Non-CHP
11208 | Los Angeles Department of Water & Power | 57311 | Occidental College Solar Project | 1 | Solar Photovoltaic | 1 | 1 | Commercial Non-CHP
11208 | Los Angeles Department of Water & Power | 57313 | Metro Support Services Center Solar | 1 | Solar Photovoltaic | 1.2 | 1.2 | Commercial Non-CHP
11208 | Los Angeles Department of Water & Power | 57314 | Los Angeles Harbor College | 1 | Solar Photovoltaic | 1.2 | 1.2 | Commercial Non-CHP
11208 | Los Angeles Department of Water & Power | 57635 | Linden Wind Energy Project | LW1 | Onshore Wind Turbine | 50 | 50 | Electric Utility
11208 | Los Angeles Department of Water & Power | 57730 | Lopez Canyon | 1 | Landfill Gas | 1.5 | 1.5 | Electric Utility
11208 | Los Angeles Department of Water & Power | 57854 | North Hollywood | 1PT1 | Hydroelectric Pumped Storage | 1.8 | 1.8 | Commercial Non-CHP
11208 | Los Angeles Department of Water & Power | 57854 | North Hollywood | 1PT2 | Hydroelectric Pumped Storage | 1.8 | 1.8 | Commercial Non-CHP
11208 | Los Angeles Department of Water & Power | 57854 | North Hollywood | 1PT3 | Hydroelectric Pumped Storage | 1.8 | 1.8 | Commercial Non-CHP
11208 | Los Angeles Department of Water & Power | 57854 | North Hollywood | 2T1 | Conventional Hydroelectric | 1.2 | 1.2 | Commercial Non-CHP
11208 | Los Angeles Department of Water & Power | 57854 | North Hollywood | 2T2 | Conventional Hydroelectric | 1.2 | 1.2 | Commercial Non-CHP
11208 | Los Angeles Department of Water & Power | 57854 | North Hollywood | 2T3 | Conventional Hydroelectric | 0.5 | 0.5 | Commercial Non-CHP
11208 | Los Angeles Department of Water & Power | 57854 | North Hollywood | 3T1 | Conventional Hydroelectric | 0.5 | 0.5 | Commercial Non-CHP
11208 | Los Angeles Department of Water & Power | 57854 | North Hollywood | 3T2 | Conventional Hydroelectric | 0.2 | 0.2 | Commercial Non-CHP
11208 | Los Angeles Department of Water & Power | 57871 | 2555 E Olympic Bl | 1 | Solar Photovoltaic | 1 | 1 | Commercial Non-CHP
11208 | Los Angeles Department of Water & Power | 58248 | Pierce College | GEN1 | Solar Photovoltaic | 1.9 | 1.9 | Commercial Non-CHP
11208 | Los Angeles Department of Water & Power | 58249 | VA Sepulveda Ambulatory Care Center | GEN1 | Solar Photovoltaic | 3.5 | 3.5 | Commercial Non-CHP
11208 | Los Angeles Department of Water & Power | 58253 | CBS Television City | GEN1 | Solar Photovoltaic | 1.6 | 1.6 | Commercial Non-CHP
11208 | Los Angeles Department of Water & Power | 59652 | Nordhoff Place | W4162 | Solar Photovoltaic | 1.2 | 1 | IPP Non-CHP
11216 | Los Angeles County | 10478 | Pitchess Cogen Station | GEN1 | Natural Gas Fired Combined Cycle | 20.9 | 21.5 | Commercial CHP
11216 | Los Angeles County | 10478 | Pitchess Cogen Station | GEN2 | Natural Gas Fired Combined Cycle | 7.4 | 5.7 | Commercial CHP
11216 | Los Angeles County | 10623 | Civic Center | GEN1 | Natural Gas Fired Combined Cycle | 22.1 | 22.1 | Commercial CHP
11216 | Los Angeles County | 10623 | Civic Center | GEN2 | All Other | 12.4 | 1.5 | Commercial CHP
11216 | Los Angeles County | 10884 | Olive View Medical Center | CTC1 | Natural Gas Fired Combustion Turbine | 2.8 | 2.7 | Commercial CHP
11216 | Los Angeles County | 10884 | Olive View Medical Center | CTC2 | Natural Gas Fired Combustion Turbine | 2.8 | 2.7 | Commercial CHP
11217 | Los Angeles County Sanitation | 10090 | Commerce Refuse To Energy | GEN1 | Municipal Solid Waste | 12 | 9 | IPP Non-CHP
11217 | Los Angeles County Sanitation | 10091 | Total Energy Facilities | G2 | Other Waste Biomass | 9.9 | 8 | Commercial CHP
11217 | Los Angeles County Sanitation | 10091 | Total Energy Facilities | G3 | Other Waste Biomass | 9.9 | 8 | Commercial CHP
11217 | Los Angeles County Sanitation | 10091 | Total Energy Facilities | GEN1 | Other Waste Biomass | 9.9 | 8 | Commercial CHP
11217 | Los Angeles County Sanitation | 10091 | Total Energy Facilities | GEN4 | Other Waste Biomass | 8.7 | 7.4 | Commercial CHP
11217 | Los Angeles County Sanitation | 10471 | Spadra Landfill Gas to Energy | GEN1 | Landfill Gas | 10.6 | 5 | Commercial Non-CHP
11217 | Los Angeles County Sanitation | 10472 | Puente Hills Energy Recovery | GEN1 | Landfill Gas | 50 | 45 | Commercial Non-CHP
11217 | Los Angeles County Sanitation | 10472 | Puente Hills Energy Recovery | GEN3 | Landfill Gas | 3.3 | 2.7 | Commercial Non-CHP
11217 | Los Angeles County Sanitation | 10472 | Puente Hills Energy Recovery | GEN4 | Landfill Gas | 3.3 | 2.7 | Commercial Non-CHP
11217 | Los Angeles County Sanitation | 10472 | Puente Hills Energy Recovery | GEN5 | Landfill Gas | 3.3 | 2.7 | Commercial Non-CHP
11217 | Los Angeles County Sanitation | 57163 | Calabasas Gas to Energy Facility | GEN1 | Landfill Gas | 4.6 | 3.3 | Commercial Non-CHP
11217 | Los Angeles County Sanitation | 57163 | Calabasas Gas to Energy Facility | GEN2 | Landfill Gas | 4.6 | 3.3 | Commercial Non-CHP
11217 | Los Angeles County Sanitation | 57163 | Calabasas Gas to Energy Facility | GEN3 | Landfill Gas | 4.6 | 3.3 | Commercial Non-CHP
11233 | Louisiana Tech University | 54240 | Louisiana Tech University Power Plant | TG3 | Natural Gas Fired Combustion Turbine | 7.5 | 6.4 | Commercial CHP
11241 | Entergy Louisiana LLC | 1401 | Buras | 8 | Natural Gas Fired Combustion Turbine | 20.7 | 11.9 | Electric Utility
11241 | Entergy Louisiana LLC | 1402 | Little Gypsy | 1 | Natural Gas Steam Turbine | 247.7 | 227.9 | Electric Utility
11241 | Entergy Louisiana LLC | 1402 | Little Gypsy | 2 | Natural Gas Steam Turbine | 420.7 | 414 | Electric Utility
11241 | Entergy Louisiana LLC | 1402 | Little Gypsy | 3 | Natural Gas Steam Turbine | 582.2 | 517.2 | Electric Utility
11241 | Entergy Louisiana LLC | 1403 | Nine Mile Point | 3 | Natural Gas Steam Turbine | 169.8 | 103 | Electric Utility
11241 | Entergy Louisiana LLC | 1403 | Nine Mile Point | 5 | Natural Gas Steam Turbine | 895.1 | 721.4 | Electric Utility
11241 | Entergy Louisiana LLC | 1403 | Nine Mile Point | 6(4) | Natural Gas Steam Turbine | 895.1 | 699.3 | Electric Utility
11241 | Entergy Louisiana LLC | 1403 | Nine Mile Point | 6A | Natural Gas Fired Combined Cycle | 194.7 | 158 | Electric Utility
11241 | Entergy Louisiana LLC | 1403 | Nine Mile Point | 6B | Natural Gas Fired Combined Cycle | 194.7 | 157.7 | Electric Utility
11241 | Entergy Louisiana LLC | 1403 | Nine Mile Point | 6C | Natural Gas Fired Combined Cycle | 260.1 | 243.9 | Electric Utility
11241 | Entergy Louisiana LLC | 1404 | Sterlington | 7A | Natural Gas Fired Combined Cycle | 59.3 | 48.8 | Electric Utility
11241 | Entergy Louisiana LLC | 1404 | Sterlington | 7B | Natural Gas Fired Combined Cycle | 66 | 44 | Electric Utility
11241 | Entergy Louisiana LLC | 1404 | Sterlington | 7C | Natural Gas Fired Combined Cycle | 101 | 14.7 | Electric Utility
11241 | Entergy Louisiana LLC | 4270 | Waterford 3 | 3 | Nuclear | 1199.8 | 1163.8 | Electric Utility
11241 | Entergy Louisiana LLC | 8056 | Waterford 1 & 2 | 1 | Natural Gas Steam Turbine | 445.5 | 384.5 | Electric Utility
11241 | Entergy Louisiana LLC | 8056 | Waterford 1 & 2 | 2 | Natural Gas Steam Turbine | 445.5 | 411.3 | Electric Utility
11241 | Entergy Louisiana LLC | 8056 | Waterford 1 & 2 | 4 | Petroleum Liquids | 41 | 33.2 | Electric Utility
11241 | Entergy Louisiana LLC | 55467 | Ouachita | CTG1 | Natural Gas Fired Combined Cycle | 179.3 | 142.9 | Electric Utility
11241 | Entergy Louisiana LLC | 55467 | Ouachita | CTG2 | Natural Gas Fired Combined Cycle | 179.3 | 143.3 | Electric Utility
11241 | Entergy Louisiana LLC | 55467 | Ouachita | CTG3 | Natural Gas Fired Combined Cycle | 179.3 | 141.8 | Electric Utility
11241 | Entergy Louisiana LLC | 55467 | Ouachita | STG1 | Natural Gas Fired Combined Cycle | 122 | 104.4 | Electric Utility
11241 | Entergy Louisiana LLC | 55467 | Ouachita | STG2 | Natural Gas Fired Combined Cycle | 122 | 98.1 | Electric Utility
11241 | Entergy Louisiana LLC | 55467 | Ouachita | STG3 | Natural Gas Fired Combined Cycle | 122 | 100.7 | Electric Utility
11241 | Entergy Louisiana LLC | 55620 | Perryville Power Station | 2-CT | Natural Gas Fired Combustion Turbine | 186.2 | 154.3 | Electric Utility
11241 | Entergy Louisiana LLC | 55620 | Perryville Power Station | CT-1 | Natural Gas Fired Combined Cycle | 198.9 | 155.9 | Electric Utility
11241 | Entergy Louisiana LLC | 55620 | Perryville Power Station | CT-2 | Natural Gas Fired Combined Cycle | 198.9 | 158.6 | Electric Utility
11241 | Entergy Louisiana LLC | 55620 | Perryville Power Station | ST-1 | Natural Gas Fired Combined Cycle | 240.1 | 217.7 | Electric Utility
11249 | Louisville Gas & Electric Co | 1363 | Cane Run | 11 | Natural Gas Fired Combustion Turbine | 16.3 | 14 | Electric Utility
11249 | Louisville Gas & Electric Co | 1363 | Cane Run | 4 | Conventional Steam Coal | 163.2 | 155 | Electric Utility
11249 | Louisville Gas & Electric Co | 1363 | Cane Run | 5 | Conventional Steam Coal | 209.4 | 168 | Electric Utility
11249 | Louisville Gas & Electric Co | 1363 | Cane Run | 6 | Conventional Steam Coal | 272 | 240 | Electric Utility
11249 | Louisville Gas & Electric Co | 1364 | Mill Creek (KY) | 1 | Conventional Steam Coal | 355.5 | 303 | Electric Utility
11249 | Louisville Gas & Electric Co | 1364 | Mill Creek (KY) | 2 | Conventional Steam Coal | 355.5 | 301 | Electric Utility
11249 | Louisville Gas & Electric Co | 1364 | Mill Creek (KY) | 3 | Conventional Steam Coal | 462.6 | 391 | Electric Utility
11249 | Louisville Gas & Electric Co | 1364 | Mill Creek (KY) | 4 | Conventional Steam Coal | 543.6 | 477 | Electric Utility
11249 | Louisville Gas & Electric Co | 1365 | Ohio Falls | 1 | Conventional Hydroelectric | 10 | 8 | Electric Utility
11249 | Louisville Gas & Electric Co | 1365 | Ohio Falls | 2 | Conventional Hydroelectric | 10 | 6 | Electric Utility
11249 | Louisville Gas & Electric Co | 1365 | Ohio Falls | 3 | Conventional Hydroelectric | 10 | 8 | Electric Utility
11249 | Louisville Gas & Electric Co | 1365 | Ohio Falls | 4 | Conventional Hydroelectric | 10 | 6 | Electric Utility
11249 | Louisville Gas & Electric Co | 1365 | Ohio Falls | 5 | Conventional Hydroelectric | 10 | 8 | Electric Utility
11249 | Louisville Gas & Electric Co | 1365 | Ohio Falls | 6 | Conventional Hydroelectric | 12.6 | 8 | Electric Utility
11249 | Louisville Gas & Electric Co | 1365 | Ohio Falls | 7 | Conventional Hydroelectric | 12.6 | 8 | Electric Utility
11249 | Louisville Gas & Electric Co | 1365 | Ohio Falls | 8 | Conventional Hydroelectric | 10 | 6 | Electric Utility
11249 | Louisville Gas & Electric Co | 1366 | Paddys Run | 11 | Natural Gas Fired Combustion Turbine | 16 | 12 | Electric Utility
11249 | Louisville Gas & Electric Co | 1366 | Paddys Run | 12 | Natural Gas Fired Combustion Turbine | 32.6 | 23 | Electric Utility
11249 | Louisville Gas & Electric Co | 1366 | Paddys Run | 13 | Natural Gas Fired Combustion Turbine | 178 | 147 | Electric Utility
11249 | Louisville Gas & Electric Co | 1368 | Zorn | 1 | Natural Gas Fired Combustion Turbine | 18 | 14 | Electric Utility
11249 | Louisville Gas & Electric Co | 6071 | Trimble County | 1 | Conventional Steam Coal | 566.1 | 511 | Electric Utility
11249 | Louisville Gas & Electric Co | 6071 | Trimble County | 10 | Natural Gas Fired Combustion Turbine | 199 | 157 | Electric Utility
11249 | Louisville Gas & Electric Co | 6071 | Trimble County | 2 | Conventional Steam Coal | 834 | 732 | Electric Utility
11249 | Louisville Gas & Electric Co | 6071 | Trimble County | 5 | Natural Gas Fired Combustion Turbine | 199 | 157 | Electric Utility
11249 | Louisville Gas & Electric Co | 6071 | Trimble County | 6 | Natural Gas Fired Combustion Turbine | 199 | 157 | Electric Utility
11249 | Louisville Gas & Electric Co | 6071 | Trimble County | 7 | Natural Gas Fired Combustion Turbine | 199 | 157 | Electric Utility
11249 | Louisville Gas & Electric Co | 6071 | Trimble County | 8 | Natural Gas Fired Combustion Turbine | 199 | 157 | Electric Utility
11249 | Louisville Gas & Electric Co | 6071 | Trimble County | 9 | Natural Gas Fired Combustion Turbine | 199 | 157 | Electric Utility
11251 | Loup River Public Power Dist | 2260 | Columbus | 1 | Conventional Hydroelectric | 15.2 | 15 | Electric Utility
11251 | Loup River Public Power Dist | 2260 | Columbus | 2 | Conventional Hydroelectric | 15.2 | 15 | Electric Utility
11251 | Loup River Public Power Dist | 2260 | Columbus | 3 | Conventional Hydroelectric | 15.2 | 14.9 | Electric Utility
11251 | Loup River Public Power Dist | 2273 | Monroe (NE) | 1 | Conventional Hydroelectric | 2.8 | 1 | Electric Utility
11251 | Loup River Public Power Dist | 2273 | Monroe (NE) | 2 | Conventional Hydroelectric | 2.8 | 1 | Electric Utility
11251 | Loup River Public Power Dist | 2273 | Monroe (NE) | 3 | Conventional Hydroelectric | 2.8 | 1 | Electric Utility
11252 | Louisiana Generating LLC | 1464 | Big Cajun 1 | 1 | Natural Gas Steam Turbine | 113.6 | 110 | IPP Non-CHP
11252 | Louisiana Generating LLC | 1464 | Big Cajun 1 | 2 | Natural Gas Steam Turbine | 113.6 | 110 | IPP Non-CHP
11252 | Louisiana Generating LLC | 1464 | Big Cajun 1 | 3 | Natural Gas Fired Combustion Turbine | 132.8 | 105 | IPP Non-CHP
11252 | Louisiana Generating LLC | 1464 | Big Cajun 1 | 4 | Natural Gas Fired Combustion Turbine | 132.8 | 105 | IPP Non-CHP
11252 | Louisiana Generating LLC | 6055 | Big Cajun 2 | 1 | Conventional Steam Coal | 657.9 | 580 | IPP Non-CHP
11252 | Louisiana Generating LLC | 6055 | Big Cajun 2 | 2 | Conventional Steam Coal | 626 | 575 | IPP Non-CHP
11252 | Louisiana Generating LLC | 6055 | Big Cajun 2 | 3 | Conventional Steam Coal | 619 | 588 | IPP Non-CHP
11268 | City of Lowell - (MI) | 58254 | Chatham | CTOIS | Natural Gas Fired Combustion Turbine | 3.7 | 3.4 | Electric Utility
11269 | Lower Colorado River Authority | 3594 | Austin | 1 | Conventional Hydroelectric | 9 | 8.2 | Electric Utility
11269 | Lower Colorado River Authority | 3594 | Austin | 2 | Conventional Hydroelectric | 9 | 8.8 | Electric Utility
11269 | Lower Colorado River Authority | 3595 | Buchanan Dam (TX) | 1 | Conventional Hydroelectric | 18.3 | 18 | Electric Utility
11269 | Lower Colorado River Authority | 3595 | Buchanan Dam (TX) | 2 | Conventional Hydroelectric | 18.3 | 18 | Electric Utility
11269 | Lower Colorado River Authority | 3595 | Buchanan Dam (TX) | 3 | Conventional Hydroelectric | 18.3 | 18 | Electric Utility
11269 | Lower Colorado River Authority | 3597 | Granite Shoals | 1 | Conventional Hydroelectric | 30 | 30 | Electric Utility
11269 | Lower Colorado River Authority | 3597 | Granite Shoals | 2 | Conventional Hydroelectric | 30 | 30 | Electric Utility
11269 | Lower Colorado River Authority | 3598 | Inks | 1 | Conventional Hydroelectric | 15 | 13.8 | Electric Utility
11269 | Lower Colorado River Authority | 3599 | Marble Falls | 1 | Conventional Hydroelectric | 22 | 20.8 | Electric Utility
11269 | Lower Colorado River Authority | 3599 | Marble Falls | 2 | Conventional Hydroelectric | 22 | 20.6 | Electric Utility
11269 | Lower Colorado River Authority | 3600 | Marshall Ford | 1 | Conventional Hydroelectric | 36 | 36 | Electric Utility
11269 | Lower Colorado River Authority | 3600 | Marshall Ford | 2 | Conventional Hydroelectric | 36 | 36 | Electric Utility
11269 | Lower Colorado River Authority | 3600 | Marshall Ford | 3 | Conventional Hydroelectric | 36 | 36 | Electric Utility
11269 | Lower Colorado River Authority | 3601 | Sim Gideon | 1 | Natural Gas Steam Turbine | 144 | 140 | Electric Utility
11269 | Lower Colorado River Authority | 3601 | Sim Gideon | 2 | Natural Gas Steam Turbine | 144 | 140 | Electric Utility
11269 | Lower Colorado River Authority | 3601 | Sim Gideon | 3 | Natural Gas Steam Turbine | 351 | 340 | Electric Utility
11269 | Lower Colorado River Authority | 4937 | Thomas C Ferguson | CT-1 | Natural Gas Fired Combined Cycle | 182 | 162 | Electric Utility
11269 | Lower Colorado River Authority | 4937 | Thomas C Ferguson | CT-2 | Natural Gas Fired Combined Cycle | 182 | 162 | Electric Utility
11269 | Lower Colorado River Authority | 4937 | Thomas C Ferguson | STG | Natural Gas Fired Combined Cycle | 195 | 197 | Electric Utility
11269 | Lower Colorado River Authority | 6179 | Fayette Power Project | 1 | Conventional Steam Coal | 615 | 598 | Electric Utility
11269 | Lower Colorado River Authority | 6179 | Fayette Power Project | 2 | Conventional Steam Coal | 615 | 598 | Electric Utility
11269 | Lower Colorado River Authority | 6179 | Fayette Power Project | 3 | Conventional Steam Coal | 460 | 445 | Electric Utility
11269 | Lower Colorado River Authority | 55154 | Lost Pines 1 Power Project | CTA | Natural Gas Fired Combined Cycle | 195.5 | 166 | Electric Utility
11269 | Lower Colorado River Authority | 55154 | Lost Pines 1 Power Project | CTB | Natural Gas Fired Combined Cycle | 195.5 | 165 | Electric Utility
11269 | Lower Colorado River Authority | 55154 | Lost Pines 1 Power Project | ST | Natural Gas Fired Combined Cycle | 204 | 185 | Electric Utility
11269 | Lower Colorado River Authority | 56674 | Winchester Power Park | CGT1 | Natural Gas Fired Combustion Turbine | 60.5 | 44.8 | Electric Utility
11269 | Lower Colorado River Authority | 56674 | Winchester Power Park | CGT2 | Natural Gas Fired Combustion Turbine | 60.5 | 44.8 | Electric Utility
11269 | Lower Colorado River Authority | 56674 | Winchester Power Park | CGT3 | Natural Gas Fired Combustion Turbine | 60.5 | 44.8 | Electric Utility
11269 | Lower Colorado River Authority | 56674 | Winchester Power Park | CGT4 | Natural Gas Fired Combustion Turbine | 60.5 | 44.8 | Electric Utility
11270 | Lower Saranac Hydro Partner LP | 10214 | Lower Saranac Hydroelectric Facility | GEN1 | Conventional Hydroelectric | 3.2 | 3 | IPP Non-CHP
11270 | Lower Saranac Hydro Partner LP | 10214 | Lower Saranac Hydroelectric Facility | GEN2 | Conventional Hydroelectric | 3.2 | 3 | IPP Non-CHP
11270 | Lower Saranac Hydro Partner LP | 10214 | Lower Saranac Hydroelectric Facility | GEN3 | Conventional Hydroelectric | 0.3 | 0.3 | IPP Non-CHP
11273 | Lower Valley Energy Inc | 6393 | Strawberry Creek | 1 | Conventional Hydroelectric | 0.5 | 0.5 | Electric Utility
11273 | Lower Valley Energy Inc | 6393 | Strawberry Creek | 2 | Conventional Hydroelectric | 0.5 | 0.5 | Electric Utility
11273 | Lower Valley Energy Inc | 6393 | Strawberry Creek | 3 | Conventional Hydroelectric | 0.5 | 0.5 | Electric Utility
11273 | Lower Valley Energy Inc | 6394 | Swift Creek | 3 | Conventional Hydroelectric | 0.8 | 0.8 | Electric Utility
11273 | Lower Valley Energy Inc | 6394 | Swift Creek | 4 | Conventional Hydroelectric | 0.6 | 0.6 | Electric Utility
11273 | Lower Valley Energy Inc | 6394 | Swift Creek | 5 | Conventional Hydroelectric | 0.3 | 0.3 | Electric Utility
11275 | Lower Mount Bethel Energy LLC | 55667 | Lower Mount Bethel Energy | G1 | Natural Gas Fired Combined Cycle | 211.5 | 160.9 | IPP Non-CHP
11275 | Lower Mount Bethel Energy LLC | 55667 | Lower Mount Bethel Energy | G2 | Natural Gas Fired Combined Cycle | 211.5 | 162.6 | IPP Non-CHP
11275 | Lower Mount Bethel Energy LLC | 55667 | Lower Mount Bethel Energy | G3 | Natural Gas Fired Combined Cycle | 228.6 | 214 | IPP Non-CHP
11278 | Lower Tule River Irrgtn Dist | 10222 | Tulare Success Power Project | SPP1 | Conventional Hydroelectric | 1.4 | 1.4 | IPP Non-CHP
11284 | Lowndes County Hospital Authority | 54848 | South Georgia Medical Center | GEN 7 | Petroleum Liquids | 0.8 | 0.8 | Commercial Non-CHP
11284 | Lowndes County Hospital Authority | 54848 | South Georgia Medical Center | GEN1A | Petroleum Liquids | 2 | 2 | Commercial Non-CHP
11284 | Lowndes County Hospital Authority | 54848 | South Georgia Medical Center | GEN2A | Petroleum Liquids | 2 | 2 | Commercial Non-CHP
11284 | Lowndes County Hospital Authority | 54848 | South Georgia Medical Center | GEN4 | Petroleum Liquids | 0.7 | 0.7 | Commercial Non-CHP
11290 | Lacomb Irrigation Dist | 52155 | Lacomb Irrigation District | GEN1 | Conventional Hydroelectric | 1 | 1 | IPP Non-CHP
11292 | City of Lubbock - (TX) | 3602 | Ty Cooke | 1 | Natural Gas Steam Turbine | 44 | 42 | Electric Utility
11292 | City of Lubbock - (TX) | 3602 | Ty Cooke | 2 | Natural Gas Steam Turbine | 53.6 | 46 | Electric Utility
11292 | City of Lubbock - (TX) | 3602 | Ty Cooke | GT2 | Natural Gas Fired Combustion Turbine | 18.5 | 16 | Electric Utility
11292 | City of Lubbock - (TX) | 3602 | Ty Cooke | GT3 | Natural Gas Fired Combustion Turbine | 22 | 16 | Electric Utility
11292 | City of Lubbock - (TX) | 3604 | J Robert Massengale | 4 | Natural Gas Steam Turbine | 11.5 | 10 | Electric Utility
11292 | City of Lubbock - (TX) | 3604 | J Robert Massengale | 5 | Natural Gas Steam Turbine | 11.5 | 10 | Electric Utility
11292 | City of Lubbock - (TX) | 3604 | J Robert Massengale | 6A | Natural Gas Fired Combined Cycle | 22 | 18 | Electric Utility
11292 | City of Lubbock - (TX) | 3604 | J Robert Massengale | 7 | Natural Gas Fired Combined Cycle | 22 | 18 | Electric Utility
11292 | City of Lubbock - (TX) | 3604 | J Robert Massengale | 8 | Natural Gas Fired Combined Cycle | 40 | 38 | Electric Utility
11292 | City of Lubbock - (TX) | 7131 | Brandon Station | 1 | Natural Gas Fired Combustion Turbine | 21 | 20 | Electric Utility
11295 | Los Angeles County-San Gabriel | 54017 | San Gabriel Hydro Project | U1 | Conventional Hydroelectric | 3.9 | 3.7 | IPP Non-CHP
11295 | Los Angeles County-San Gabriel | 54017 | San Gabriel Hydro Project | U2 | Conventional Hydroelectric | 1.1 | 1.1 | IPP Non-CHP
11329 | Lutheran Medical Center | 54769 | Lutheran Medical Center | GEN1 | Natural Gas Internal Combustion Engine | 0.8 | 0.8 | Commercial CHP
11329 | Lutheran Medical Center | 54769 | Lutheran Medical Center | GEN2 | Natural Gas Internal Combustion Engine | 0.8 | 0.8 | Commercial CHP
11332 | City of Luverne - (MN) | 1990 | Luverne | 4C | Petroleum Liquids | 3.5 | 3.5 | Electric Utility
11359 | Village of Lyndonville - (VT) | 3762 | Great Falls (VT) | 1 | Conventional Hydroelectric | 0.3 | 0.3 | Electric Utility
11359 | Village of Lyndonville - (VT) | 3762 | Great Falls (VT) | 2 | Conventional Hydroelectric | 0.3 | 0.3 | Electric Utility
11359 | Village of Lyndonville - (VT) | 3762 | Great Falls (VT) | 3 | Conventional Hydroelectric | 1.3 | 1.3 | Electric Utility
11372 | City of Lyons - (NE) | 2253 | Lyons | 2 | Petroleum Liquids | 0.5 | 0.2 | Electric Utility
11372 | City of Lyons - (NE) | 2253 | Lyons | 3 | Petroleum Liquids | 0.8 | 0.3 | Electric Utility
11372 | City of Lyons - (NE) | 2253 | Lyons | 4A | Petroleum Liquids | 1.2 | 0.6 | Electric Utility
11390 | M&M Mars Inc | 54855 | Mars Snackfood US | 1 | Natural Gas Fired Combustion Turbine | 3.5 | 3 | Industrial CHP
11401 | Mars Chocolate North America LLC | 10061 | MARS Chocolate North American LLC | GEN1 | Natural Gas Fired Combined Cycle | 8.8 | 10 | Industrial CHP
11401 | Mars Chocolate North America LLC | 10061 | MARS Chocolate North American LLC | GEN2 | Natural Gas Fired Combined Cycle | 1.4 | 0.7 | Industrial CHP
11415 | M.A. Patout & Son Limited, LLC | 51008 | Enterprise Sugar Factory | 1000 | Other Waste Biomass | 1 | 1 | Industrial CHP
11415 | M.A. Patout & Son Limited, LLC | 51008 | Enterprise Sugar Factory | 2000 | Other Waste Biomass | 2 | 2 | Industrial CHP
11426 | Massachusetts Water Res Auth | 10824 | Oakdale Power Station | OAKD | Conventional Hydroelectric | 3.5 | 3 | IPP Non-CHP
11426 | Massachusetts Water Res Auth | 10825 | Cosgrove Intake and Power Station | UNI1 | Conventional Hydroelectric | 1.6 | 1 | IPP Non-CHP
11426 | Massachusetts Water Res Auth | 10825 | Cosgrove Intake and Power Station | UNI2 | Conventional Hydroelectric | 1.6 | 1 | IPP Non-CHP
11427 | Massachusetts Wtr RAuth-Deer I | 10823 | Deer Island Treatment Plant | G101 | Petroleum Liquids | 26 | 22 | Commercial CHP
11427 | Massachusetts Wtr RAuth-Deer I | 10823 | Deer Island Treatment Plant | G201 | Petroleum Liquids | 26 | 22 | Commercial CHP
11427 | Massachusetts Wtr RAuth-Deer I | 10823 | Deer Island Treatment Plant | H101 | Conventional Hydroelectric | 1 | 1 | Commercial CHP
11427 | Massachusetts Wtr RAuth-Deer I | 10823 | Deer Island Treatment Plant | H201 | Conventional Hydroelectric | 1 | 1 | Commercial CHP
11427 | Massachusetts Wtr RAuth-Deer I | 10823 | Deer Island Treatment Plant | PV101 | Solar Photovoltaic | 0.1 | 0.1 | Commercial CHP
11427 | Massachusetts Wtr RAuth-Deer I | 10823 | Deer Island Treatment Plant | S101 | Other Waste Biomass | 17.5 | 9 | Commercial CHP
11427 | Massachusetts Wtr RAuth-Deer I | 10823 | Deer Island Treatment Plant | WT101 | Onshore Wind Turbine | 0.6 | 0.6 | Commercial CHP
11427 | Massachusetts Wtr RAuth-Deer I | 10823 | Deer Island Treatment Plant | WT102 | Onshore Wind Turbine | 0.6 | 0.6 | Commercial CHP
11451 | Madison Paper Industries Inc | 10186 | Anson Abenaki Hydros | AB1 | Conventional Hydroelectric | 3 | 2.2 | Industrial CHP
11451 | Madison Paper Industries Inc | 10186 | Anson Abenaki Hydros | AB2 | Conventional Hydroelectric | 2.7 | 2.2 | Industrial CHP
11451 | Madison Paper Industries Inc | 10186 | Anson Abenaki Hydros | AB3 | Conventional Hydroelectric | 3 | 2.2 | Industrial CHP
11451 | Madison Paper Industries Inc | 10186 | Anson Abenaki Hydros | AB4 | Conventional Hydroelectric | 3 | 2.2 | Industrial CHP
11451 | Madison Paper Industries Inc | 10186 | Anson Abenaki Hydros | AB5 | Conventional Hydroelectric | 2.5 | 2.2 | Industrial CHP
11451 | Madison Paper Industries Inc | 10186 | Anson Abenaki Hydros | AB6 | Conventional Hydroelectric | 3 | 2.6 | Industrial CHP
11451 | Madison Paper Industries Inc | 10186 | Anson Abenaki Hydros | AB7 | Conventional Hydroelectric | 2.5 | 2.2 | Industrial CHP
11451 | Madison Paper Industries Inc | 10186 | Anson Abenaki Hydros | AB8 | Conventional Hydroelectric | 0.3 | 0.3 | Industrial CHP
11451 | Madison Paper Industries Inc | 10186 | Anson Abenaki Hydros | AN1 | Conventional Hydroelectric | 1.8 | 1.8 | Industrial CHP
11451 | Madison Paper Industries Inc | 10186 | Anson Abenaki Hydros | AN2 | Conventional Hydroelectric | 1.8 | 1.8 | Industrial CHP
11451 | Madison Paper Industries Inc | 10186 | Anson Abenaki Hydros | AN3 | Conventional Hydroelectric | 1.8 | 1.8 | Industrial CHP
11451 | Madison Paper Industries Inc | 10186 | Anson Abenaki Hydros | AN4 | Conventional Hydroelectric | 1.8 | 1.8 | Industrial CHP
11451 | Madison Paper Industries Inc | 10186 | Anson Abenaki Hydros | AN5 | Conventional Hydroelectric | 1.8 | 1.8 | Industrial CHP
11451 | Madison Paper Industries Inc | 10186 | Anson Abenaki Hydros | STG1 | Natural Gas Steam Turbine | 3 | 2 | Industrial CHP
11459 | March Point Cogeneration Co | 54268 | March Point Cogeneration | GTG1 | Natural Gas Fired Combined Cycle | 46.6 | 39.6 | IPP CHP
11459 | March Point Cogeneration Co | 54268 | March Point Cogeneration | GTG2 | Natural Gas Fired Combined Cycle | 46.6 | 40 | IPP CHP
11459 | March Point Cogeneration Co | 54268 | March Point Cogeneration | GTG3 | Natural Gas Fired Combined Cycle | 46.6 | 40.6 | IPP CHP
11459 | March Point Cogeneration Co | 54268 | March Point Cogeneration | STG1 | Natural Gas Fired Combined Cycle | 27 | 26 | IPP CHP
11460 | City of Macon - (MO) | 2141 | Macon | 3 | Petroleum Liquids | 5 | 4.6 | Electric Utility
11460 | City of Macon - (MO) | 2141 | Macon | 4 | Petroleum Liquids | 1 | 0.7 | Electric Utility
11460 | City of Macon - (MO) | 56126 | Sub 2 Generating Station | 1 | Petroleum Liquids | 1.8 | 1.8 | Electric Utility
11460 | City of Macon - (MO) | 56126 | Sub 2 Generating Station | 2 | Petroleum Liquids | 1.8 | 1.8 | Electric Utility
11460 | City of Macon - (MO) | 56127 | Macon Energy Center | 1 | Natural Gas Fired Combustion Turbine | 10 | 8.5 | Electric Utility
11460 | City of Macon - (MO) | 56128 | Sub 3 Generating Station | 1 | Petroleum Liquids | 1.8 | 1.8 | Electric Utility
11460 | City of Macon - (MO) | 56128 | Sub 3 Generating Station | 2 | Petroleum Liquids | 1.8 | 1.8 | Electric Utility
11460 | City of Macon - (MO) | 56128 | Sub 3 Generating Station | 3 | Petroleum Liquids | 1.8 | 1.8 | Electric Utility
11460 | City of Macon - (MO) | 56128 | Sub 3 Generating Station | 4 | Petroleum Liquids | 1.8 | 1.8 | Electric Utility
11468 | Madison Hydro Partners | 50890 | Ivy River Hydro | GEN1 | Conventional Hydroelectric | 0.2 | 0.2 | IPP Non-CHP
11468 | Madison Hydro Partners | 50890 | Ivy River Hydro | GEN2 | Conventional Hydroelectric | 0.2 | 0.2 | IPP Non-CHP
11468 | Madison Hydro Partners | 50890 | Ivy River Hydro | GEN3 | Conventional Hydroelectric | 0.2 | 0.2 | IPP Non-CHP
11468 | Madison Hydro Partners | 50890 | Ivy River Hydro | GEN4 | Conventional Hydroelectric | 0.2 | 0.2 | IPP Non-CHP
11468 | Madison Hydro Partners | 50890 | Ivy River Hydro | GEN5 | Conventional Hydroelectric | 0.2 | 0.2 | IPP Non-CHP
11468 | Madison Hydro Partners | 50890 | Ivy River Hydro | GEN6 | Conventional Hydroelectric | 0.2 | 0.2 | IPP Non-CHP
11479 | Madison Gas & Electric Co | 3991 | Fitchburg | 1 | Natural Gas Fired Combustion Turbine | 28.8 | 17.7 | Electric Utility
11479 | Madison Gas & Electric Co | 3991 | Fitchburg | 2 | Natural Gas Fired Combustion Turbine | 28.8 | 17.6 | Electric Utility
11479 | Madison Gas & Electric Co | 3992 | Blount Street | 6 | Natural Gas Steam Turbine | 50 | 50.6 | Electric Utility
11479 | Madison Gas & Electric Co | 3992 | Blount Street | 7 | Natural Gas Steam Turbine | 50 | 52.4 | Electric Utility
11479 | Madison Gas & Electric Co | 3993 | Sycamore (WI) | 1 | Natural Gas Fired Combustion Turbine | 18 | 12.8 | Electric Utility
11479 | Madison Gas & Electric Co | 3993 | Sycamore (WI) | 2 | Natural Gas Fired Combustion Turbine | 23.6 | 18.7 | Electric Utility
11479 | Madison Gas & Electric Co | 7799 | West Marinette 34 | 34 | Natural Gas Fired Combustion Turbine | 83 | 73.1 | Electric Utility
11479 | Madison Gas & Electric Co | 7886 | Wind Turbine | 1 | Onshore Wind Turbine | 11 | 0.8 | Electric Utility
11479 | Madison Gas & Electric Co | 7991 | West Campus Cogeneration Facility | 1 | Natural Gas Fired Combined Cycle | 54 | 31.1 | Electric Utility
11479 | Madison Gas & Electric Co | 7991 | West Campus Cogeneration Facility | CT2 | Natural Gas Fired Combined Cycle | 54 | 32.2 | Electric Utility
11479 | Madison Gas & Electric Co | 7991 | West Campus Cogeneration Facility | STG1 | Natural Gas Fired Combined Cycle | 61.3 | 63.8 | Electric Utility
11479 | Madison Gas & Electric Co | 9674 | Nine Springs | GT1 | Natural Gas Fired Combustion Turbine | 16.2 | 13.5 | Electric Utility
11479 | Madison Gas & Electric Co | 56070 | Diesel Generators | 1 | Petroleum Liquids | 54 | 49.7 | Electric Utility
11479 | Madison Gas & Electric Co | 56386 | Top of Iowa Windfarm III | TOI3 | Onshore Wind Turbine | 29.7 | 3.4 | Electric Utility
11481 | City of Madison - (NE) | 7469 | Madison Utilities | FM1 | Petroleum Liquids | 2 | 1.7 | Electric Utility
11481 | City of Madison - (NE) | 7469 | Madison Utilities | FM2 | Petroleum Liquids | 1.3 | 1 | Electric Utility
11481 | City of Madison - (NE) | 7469 | Madison Utilities | FM3 | Petroleum Liquids | 1.1 | 0.9 | Electric Utility
11481 | City of Madison - (NE) | 7469 | Madison Utilities | FM5 | Petroleum Liquids | 1.4 | 1 | Electric Utility
11495 | Magic Reservoir Hydroelec Inc | 10740 | Magic Dam Hydroelectric Project | GEN1 | Conventional Hydroelectric | 3 | 2.9 | IPP Non-CHP
11495 | Magic Reservoir Hydroelec Inc | 10740 | Magic Dam Hydroelectric Project | GEN2 | Conventional Hydroelectric | 3 | 2.9 | IPP Non-CHP
11495 | Magic Reservoir Hydroelec Inc | 10740 | Magic Dam Hydroelectric Project | GEN3 | Conventional Hydroelectric | 3 | 2.9 | IPP Non-CHP
11540 | City of Malden - (MO) | 2142 | Malden | 2A | Petroleum Liquids | 1.8 | 1.8 | Electric Utility
11540 | City of Malden - (MO) | 2142 | Malden | 3A | Petroleum Liquids | 1.8 | 1.8 | Electric Utility
11540 | City of Malden - (MO) | 2142 | Malden | 4A | Petroleum Liquids | 1.8 | 1.8 | Electric Utility
11540 | City of Malden - (MO) | 2142 | Malden | 5 | Petroleum Liquids | 1.4 | 1.2 | Electric Utility
11540 | City of Malden - (MO) | 2142 | Malden | 6 | Petroleum Liquids | 2 | 1.8 | Electric Utility
11540 | City of Malden - (MO) | 2142 | Malden | 7 | Petroleum Liquids | 2.8 | 2.5 | Electric Utility
11540 | City of Malden - (MO) | 2142 | Malden | 8 | Petroleum Liquids | 4.3 | 3.8 | Electric Utility
11556 | Brookfield Energy Marketing LP | 10458 | Muck Valley Hydroelectric | GEN1 | Conventional Hydroelectric | 29.9 | 29.9 | IPP Non-CHP
11556 | Brookfield Energy Marketing LP | 50535 | Mesa Wind Power Corp | WGNS | Onshore Wind Turbine | 29.9 | 29.9 | IPP Non-CHP
11556 | Brookfield Energy Marketing LP | 54298 | Coram Energy LLC (ECT) | GEWE | Onshore Wind Turbine | 7.5 | 7.5 | IPP Non-CHP
11556 | Brookfield Energy Marketing LP | 54299 | Coram Energy LLC | GEWE | Onshore Wind Turbine | 3 | 3 | IPP Non-CHP
11556 | Brookfield Energy Marketing LP | 54300 | CTV Power Purchase Contract Trust | GEWE | Onshore Wind Turbine | 4.5 | 4.5 | IPP Non-CHP
11556 | Brookfield Energy Marketing LP | 54300 | CTV Power Purchase Contract Trust | SX1S | Onshore Wind Turbine | 0.1 | 0.1 | IPP Non-CHP
11556 | Brookfield Energy Marketing LP | 57774 | Windstar 1 | WGNS | Onshore Wind Turbine | 120 | 120 | IPP Non-CHP
11556 | Brookfield Energy Marketing LP | 57775 | Kingman 1 | PV | Solar Photovoltaic | 0.5 | 0.5 | IPP Non-CHP
11556 | Brookfield Energy Marketing LP | 57775 | Kingman 1 | WGNS | Onshore Wind Turbine | 10 | 10 | IPP Non-CHP
11556 | Brookfield Energy Marketing LP | 57835 | Alta Wind VIII | AW08 | Onshore Wind Turbine | 150 | 150 | IPP Non-CHP
11556 | Brookfield Energy Marketing LP | 57962 | Brookfield Tehachapi 1 | BT1 | Onshore Wind Turbine | 102 | 102 | IPP Non-CHP
11560 | City of Manassas - (VA) | 7438 | Church Street Plant | C1 | Petroleum Liquids | 1 | 1 | Electric Utility
11560 | City of Manassas - (VA) | 7438 | Church Street Plant | C2 | Petroleum Liquids | 1 | 1 | Electric Utility
11560 | City of Manassas - (VA) | 7438 | Church Street Plant | C3A | Petroleum Liquids | 1.1 | 1 | Electric Utility
11560 | City of Manassas - (VA) | 7438 | Church Street Plant | C4 | Petroleum Liquids | 1 | 1 | Electric Utility
11560 | City of Manassas - (VA) | 7438 | Church Street Plant | C5 | Petroleum Liquids | 1.6 | 1.5 | Electric Utility
11560 | City of Manassas - (VA) | 7438 | Church Street Plant | C6 | Petroleum Liquids | 1.6 | 1.5 | Electric Utility
11560 | City of Manassas - (VA) | 7439 | Godwin Drive Plant | C10 | Petroleum Liquids | 1.5 | 1.5 | Electric Utility
11560 | City of Manassas - (VA) | 7439 | Godwin Drive Plant | C7 | Petroleum Liquids | 1.6 | 1.5 | Electric Utility
11560 | City of Manassas - (VA) | 7439 | Godwin Drive Plant | C8 | Petroleum Liquids | 1.6 | 1.5 | Electric Utility
11560 | City of Manassas - (VA) | 7439 | Godwin Drive Plant | C9 | Petroleum Liquids | 1.6 | 1.5 | Electric Utility
11560 | City of Manassas - (VA) | 7440 | VMEA 1 Credit Gen | V10 | Petroleum Liquids | 1.6 | 1.5 | Electric Utility
11560 | City of Manassas - (VA) | 7440 | VMEA 1 Credit Gen | V3 | Petroleum Liquids | 1.6 | 1.5 | Electric Utility
11560 | City of Manassas - (VA) | 7440 | VMEA 1 Credit Gen | V4 | Petroleum Liquids | 1.6 | 1.5 | Electric Utility
11560 | City of Manassas - (VA) | 7440 | VMEA 1 Credit Gen | V5 | Petroleum Liquids | 1.6 | 1.5 | Electric Utility
11560 | City of Manassas - (VA) | 7440 | VMEA 1 Credit Gen | V6 | Petroleum Liquids | 1.6 | 1.5 | Electric Utility
11560 | City of Manassas - (VA) | 7440 | VMEA 1 Credit Gen | V7 | Petroleum Liquids | 1.6 | 1.5 | Electric Utility
11560 | City of Manassas - (VA) | 7440 | VMEA 1 Credit Gen | V8 | Petroleum Liquids | 1.6 | 1.5 | Electric Utility
11560 | City of Manassas - (VA) | 7440 | VMEA 1 Credit Gen | V9-1 | Petroleum Liquids | 2 | 1.8 | Electric Utility
11560 | City of Manassas - (VA) | 7441 | VMEA Peaking Gen | V1 | Petroleum Liquids | 1.6 | 1.5 | Electric Utility
11560 | City of Manassas - (VA) | 7441 | VMEA Peaking Gen | V11 | Petroleum Liquids | 1.6 | 1.5 | Electric Utility
11560 | City of Manassas - (VA) | 7441 | VMEA Peaking Gen | V12 | Petroleum Liquids | 1.6 | 1.5 | Electric Utility
11560 | City of Manassas - (VA) | 7441 | VMEA Peaking Gen | V2 | Petroleum Liquids | 1.6 | 1.5 | Electric Utility
11560 | City of Manassas - (VA) | 7797 | Dominion/Lo Mar | DOM1 | Petroleum Liquids | 12 | 11.1 | Electric Utility
11560 | City of Manassas - (VA) | 7797 | Dominion/Lo Mar | DOM2 | Petroleum Liquids | 1.8 | 1.7 | Electric Utility
11560 | City of Manassas - (VA) | 7797 | Dominion/Lo Mar | LOM1 | Petroleum Liquids | 1.8 | 1.7 | Electric Utility
11560 | City of Manassas - (VA) | 7797 | Dominion/Lo Mar | LOM2 | Petroleum Liquids | 1.8 | 1.7 | Electric Utility
11560 | City of Manassas - (VA) | 7797 | Dominion/Lo Mar | LOM3 | Petroleum Liquids | 1.8 | 1.7 | Electric Utility
11560 | City of Manassas - (VA) | 7798 | Gateway Gen | 1 | Petroleum Liquids | 1.8 | 1.7 | Electric Utility
11560 | City of Manassas - (VA) | 7798 | Gateway Gen | 2 | Petroleum Liquids | 1.8 | 1.7 | Electric Utility
11560 | City of Manassas - (VA) | 56368 | Water Treatment Plant Generators | WP1 | Petroleum Liquids | 1.8 | 1.7 | Electric Utility
11560 | City of Manassas - (VA) | 56491 | Dean Drive Area Electric Generators | PG1 | Petroleum Liquids | 1.6 | 1.6 | Electric Utility
11560 | City of Manassas - (VA) | 56491 | Dean Drive Area Electric Generators | PG2 | Petroleum Liquids | 1.6 | 1.6 | Electric Utility
11566 | City of Mangum - (OK) | 2991 | Mangum | 1 | Natural Gas Internal Combustion Engine | 1.1 | 0.9 | Electric Utility
11566 | City of Mangum - (OK) | 2991 | Mangum | 4 | Natural Gas Internal Combustion Engine | 1.5 | 1.2 | Electric Utility
11566 | City of Mangum - (OK) | 2991 | Mangum | 5 | Natural Gas Internal Combustion Engine | 2 | 1.7 | Electric Utility
11566 | City of Mangum - (OK) | 2991 | Mangum | 6 | Natural Gas Internal Combustion Engine | 2.1 | 1.6 | Electric Utility
11569 | Manchief Power Co LLC | 55127 | Manchief Electric Generating Station | UN1 | Natural Gas Fired Combustion Turbine | 150 | 132 | IPP Non-CHP
11569 | Manchief Power Co LLC | 55127 | Manchief Electric Generating Station | UN2 | Natural Gas Fired Combustion Turbine | 150 | 132 | IPP Non-CHP
11571 | Manitowoc Public Utilities | 4125 | Manitowoc | 5 | Wood/Wood Waste Biomass | 22 | 22 | Electric Utility
11571 | Manitowoc Public Utilities | 4125 | Manitowoc | 6 | Wood/Wood Waste Biomass | 32 | 22 | Electric Utility
11571 | Manitowoc Public Utilities | 4125 | Manitowoc | 9 | Petroleum Coke | 63.4 | 58.4 | Electric Utility
11571 | Manitowoc Public Utilities | 4125 | Manitowoc | IC2 | Natural Gas Internal Combustion Engine | 5.5 | 5 | Electric Utility
11571 | Manitowoc Public Utilities | 7795 | Custer Energy Center | 1 | Natural Gas Fired Combustion Turbine | 24.5 | 22 | Electric Utility
11581 | City of Manning | 1160 | Manning | 1 | Petroleum Liquids | 0.2 | 0.2 | Electric Utility
11581 | City of Manning | 1160 | Manning | 2 | Petroleum Liquids | 0.2 | 0.2 | Electric Utility
11581 | City of Manning | 1160 | Manning | 4 | Petroleum Liquids | 0.6 | 0.6 | Electric Utility
11581 | City of Manning | 1160 | Manning | M1 | Petroleum Liquids | 2.3 | 2.3 | Electric Utility
11581 | City of Manning | 1160 | Manning | M2 | Petroleum Liquids | 2.3 | 2.3 | Electric Utility
11581 | City of Manning | 1160 | Manning | M3 | Petroleum Liquids | 2.3 | 2.3 | Electric Utility
11588 | City of Manti - (UT) | 1020 | Manti Lower | 2 | Conventional Hydroelectric | 0.6 | 0.5 | Electric Utility
11588 | City of Manti - (UT) | 1020 | Manti Lower | HC1 | Conventional Hydroelectric | 0.6 | 0.5 | Electric Utility
11588 | City of Manti - (UT) | 3676 | Manti Upper | 1 | Conventional Hydroelectric | 0.6 | 0.4 | Electric Utility
11588 | City of Manti - (UT) | 3676 | Manti Upper | HC2 | Conventional Hydroelectric | 1 | 0.8 | Electric Utility
11601 | Marlborough Hydro Corp | 50285 | Lower Village Water Power Project | 0001 | Conventional Hydroelectric | 0.6 | 0.6 | IPP Non-CHP
11601 | Marlborough Hydro Corp | 50285 | Lower Village Water Power Project | 0002 | Conventional Hydroelectric | 0.6 | 0.6 | IPP Non-CHP
11611 | City of Maquoketa - (IA) | 1162 | Maquoketa 1 | 1A | Natural Gas Internal Combustion Engine | 3.1 | 2.8 | Electric Utility
11611 | City of Maquoketa - (IA) | 1162 | Maquoketa 1 | 2A | Natural Gas Internal Combustion Engine | 3.1 | 2.8 | Electric Utility
11611 | City of Maquoketa - (IA) | 1162 | Maquoketa 1 | 3 | Natural Gas Internal Combustion Engine | 2.1 | 1.8 | Electric Utility
11611 | City of Maquoketa - (IA) | 1162 | Maquoketa 1 | 4A | Petroleum Liquids | 1.8 | 1.7 | Electric Utility
11611 | City of Maquoketa - (IA) | 1162 | Maquoketa 1 | 5 | Natural Gas Internal Combustion Engine | 1.7 | 1.4 | Electric Utility
11611 | City of Maquoketa - (IA) | 1162 | Maquoketa 1 | 6 | Natural Gas Internal Combustion Engine | 2.5 | 2.1 | Electric Utility
11611 | City of Maquoketa - (IA) | 1162 | Maquoketa 1 | 7 | Natural Gas Internal Combustion Engine | 6.5 | 6 | Electric Utility
11611 | City of Maquoketa - (IA) | 1162 | Maquoketa 1 | 8 | Petroleum Liquids | 1.8 | 1.7 | Electric Utility
11611 | City of Maquoketa - (IA) | 1162 | Maquoketa 1 | 9 | Petroleum Liquids | 1.8 | 1.7 | Electric Utility
11611 | City of Maquoketa - (IA) | 7921 | Maquoketa 2 | 11 | Petroleum Liquids | 2 | 1.2 | Electric Utility
11611 | City of Maquoketa - (IA) | 7921 | Maquoketa 2 | 12 | Petroleum Liquids | 2 | 1.3 | Electric Utility
11611 | City of Maquoketa - (IA) | 7921 | Maquoketa 2 | 13 | Petroleum Liquids | 2 | 1.3 | Electric Utility
11611 | City of Maquoketa - (IA) | 7921 | Maquoketa 2 | 14 | Petroleum Liquids | 2 | 1.3 | Electric Utility
11624 | City of Marblehead - (MA) | 6586 | Wilkins Station | 1 | Petroleum Liquids | 2.7 | 2.5 | Electric Utility
11624 | City of Marblehead - (MA) | 6586 | Wilkins Station | 2 | Petroleum Liquids | 2.7 | 2.5 | Electric Utility
11626 | City of Marceline - (MO) | 7470 | Marceline | 1 | Petroleum Liquids | 1 | 1 | Electric Utility
11626 | City of Marceline - (MO) | 7470 | Marceline | 2 | Petroleum Liquids | 3 | 3 | Electric Utility
11626 | City of Marceline - (MO) | 7470 | Marceline | 5 | Petroleum Liquids | 2 | 2 | Electric Utility
11626 | City of Marceline - (MO) | 7470 | Marceline | 6 | Petroleum Liquids | 2 | 2 | Electric Utility
11637 | Marathon Electric Mfg Corp | 50990 | Marathon Electric | P1-1 | Petroleum Liquids | 0.4 | 0.4 | Industrial Non-CHP
11637 | Marathon Electric Mfg Corp | 50990 | Marathon Electric | P1-2 | Petroleum Liquids | 0.4 | 0.4 | Industrial Non-CHP
11637 | Marathon Electric Mfg Corp | 50990 | Marathon Electric | P2-3 | Petroleum Liquids | 0.9 | 0.9 | Industrial Non-CHP
11637 | Marathon Electric Mfg Corp | 50990 | Marathon Electric | P2-4 | Petroleum Liquids | 0.9 | 0.9 | Industrial Non-CHP
11651 | Martinez Refining Co | 54912 | Martinez Refining | GTG1 | Natural Gas Fired Combined Cycle | 40 | 36 | Industrial CHP
11651 | Martinez Refining Co | 54912 | Martinez Refining | GTG2 | Natural Gas Fired Combined Cycle | 40 | 36 | Industrial CHP
11651 | Martinez Refining Co | 54912 | Martinez Refining | STG1 | Natural Gas Fired Combined Cycle | 20 | 18 | Industrial CHP
11664 | Mark Technologies Corp | 54650 | Swanmill Windfarm I | EXI2 | Onshore Wind Turbine | 9.1 | 9.1 | IPP Non-CHP
11664 | Mark Technologies Corp | 54650 | Swanmill Windfarm I | EXIS | Onshore Wind Turbine | 9.6 | 9.6 | IPP Non-CHP
11701 | City of Marquette - (MI) | 1840 | Plant Four | CT1 | Petroleum Liquids | 24 | 20 | Electric Utility
11701 | City of Marquette - (MI) | 1842 | James R Smith | 1 | Conventional Hydroelectric | 1.6 | 1.6 | Electric Utility
11701 | City of Marquette - (MI) | 1842 | James R Smith | 2 | Conventional Hydroelectric | 1.6 | 1.6 | Electric Utility
11701 | City of Marquette - (MI) | 1843 | Shiras | 1 | Conventional Steam Coal | 12.5 | 11.6 | Electric Utility
11701 | City of Marquette - (MI) | 1843 | Shiras | 2 | Conventional Steam Coal | 21 | 19.5 | Electric Utility
11701 | City of Marquette - (MI) | 1843 | Shiras | 3 | Conventional Steam Coal | 44 | 41 | Electric Utility
11704 | Maryland Environmental Service | 10693 | Eastern Correctional Institute | 1147 | Wood/Wood Waste Biomass | 1.9 | 1.3 | Commercial CHP
11704 | Maryland Environmental Service | 10693 | Eastern Correctional Institute | 1148 | Wood/Wood Waste Biomass | 1.9 | 1.3 | Commercial CHP
11704 | Maryland Environmental Service | 10693 | Eastern Correctional Institute | DG1 | Petroleum Liquids | 1 | 1 | Commercial CHP
11704 | Maryland Environmental Service | 10693 | Eastern Correctional Institute | DG2 | Petroleum Liquids | 1 | 1 | Commercial CHP
11713 | City of Marshall - (MI) | 1844 | Marshall (MI) | 1 | Conventional Hydroelectric | 0.2 | 0.1 | Electric Utility
11713 | City of Marshall - (MI) | 1844 | Marshall (MI) | 3 | Conventional Hydroelectric | 0.1 | 0.1 | Electric Utility
11713 | City of Marshall - (MI) | 1844 | Marshall (MI) | IC2 | Natural Gas Internal Combustion Engine | 1.1 | 0.9 | Electric Utility
11713 | City of Marshall - (MI) | 1844 | Marshall (MI) | IC3 | Natural Gas Internal Combustion Engine | 2.1 | 1.9 | Electric Utility
11713 | City of Marshall - (MI) | 1844 | Marshall (MI) | IC4 | Petroleum Liquids | 1 | 0.7 | Electric Utility
11713 | City of Marshall - (MI) | 1844 | Marshall (MI) | IC5 | Natural Gas Internal Combustion Engine | 1.7 | 1.4 | Electric Utility
11713 | City of Marshall - (MI) | 1844 | Marshall (MI) | IC6 | Natural Gas Internal Combustion Engine | 5.7 | 5.6 | Electric Utility
11716 | Marsh Valley Development Inc | 50972 | Marsh Valley Development | 1 | Conventional Hydroelectric | 1.6 | 1.5 | IPP Non-CHP
11724 | Massachusetts Bay Trans Auth | 10176 | M Street Jet | NO.6 | Petroleum Liquids | 69 | 50 | IPP Non-CHP
11731 | City of Marshall - (MN) | 1993 | Marshall (MN) | 6 | Petroleum Liquids | 18 | 15.4 | Electric Utility
11732 | City of Marshall - (MO) | 2144 | Marshall (MO) | 10 | Natural Gas Internal Combustion Engine | 6.3 | 6.3 | Electric Utility
11732 | City of Marshall - (MO) | 2144 | Marshall (MO) | 11 | Natural Gas Internal Combustion Engine | 6.3 | 6.3 | Electric Utility
11732 | City of Marshall - (MO) | 2144 | Marshall (MO) | 3 | Natural Gas Steam Turbine | 4 | 3.9 | Electric Utility
11732 | City of Marshall - (MO) | 2144 | Marshall (MO) | 4 | Conventional Steam Coal | 6 | 5.8 | Electric Utility
11732 | City of Marshall - (MO) | 2144 | Marshall (MO) | 5 | Conventional Steam Coal | 16.5 | 16 | Electric Utility
11732 | City of Marshall - (MO) | 2144 | Marshall (MO) | 7 | Petroleum Liquids | 1 | 0.9 | Electric Utility
11732 | City of Marshall - (MO) | 2144 | Marshall (MO) | 8 | Petroleum Liquids | 1 | 0.9 | Electric Utility
11732 | City of Marshall - (MO) | 2144 | Marshall (MO) | 9 | Petroleum Liquids | 1 | 0.9 | Electric Utility
11732 | City of Marshall - (MO) | 2144 | Marshall (MO) | GT1 | Natural Gas Fired Combustion Turbine | 15.2 | 14 | Electric Utility
11736 | City of Marshall - (IL) | 949 | Marshall (IL) | 10 | Petroleum Liquids | 1.8 | 1.8 | Electric Utility
11736 | City of Marshall - (IL) | 949 | Marshall (IL) | 11 | Petroleum Liquids | 1.8 | 1.8 | Electric Utility
11736 | City of Marshall - (IL) | 949 | Marshall (IL) | 12 | Petroleum Liquids | 1.8 | 1.8 | Electric Utility
11736 | City of Marshall - (IL) | 949 | Marshall (IL) | 13 | Petroleum Liquids | 1.8 | 1.8 | Electric Utility
11736 | City of Marshall - (IL) | 949 | Marshall (IL) | 5 | Petroleum Liquids | 2.5 | 2.5 | Electric Utility
11736 | City of Marshall - (IL) | 949 | Marshall (IL) | 6 | Petroleum Liquids | 1.8 | 1.8 | Electric Utility
11736 | City of Marshall - (IL) | 949 | Marshall (IL) | 7 | Petroleum Liquids | 1.8 | 1.8 | Electric Utility
11736 | City of Marshall - (IL) | 949 | Marshall (IL) | 8 | Petroleum Liquids | 1.8 | 1.8 | Electric Utility
11736 | City of Marshall - (IL) | 949 | Marshall (IL) | 9 | Petroleum Liquids | 1.8 | 1.8 | Electric Utility
11740 | City of Marshfield - (WI) | 56480 | Marshfield Utilities Gas Plant | M1 | Natural Gas Fired Combustion Turbine | 60.4 | 53.3 | Electric Utility
11741 | Masspower | 10726 | Masspower | GEN1 | Natural Gas Fired Combined Cycle | 90 | 83 | IPP CHP
11741 | Masspower | 10726 | Masspower | GEN2 | Natural Gas Fired Combined Cycle | 90 | 83 | IPP CHP
11741 | Masspower | 10726 | Masspower | GEN3 | Natural Gas Fired Combined Cycle | 80.9 | 79 | IPP CHP
11770 | City of Martinsville - (VA) | 3826 | Martinsville | 1 | Conventional Hydroelectric | 0.3 | 0.3 | Electric Utility
11770 | City of Martinsville - (VA) | 3826 | Martinsville | 2 | Conventional Hydroelectric | 1 | 0.9 | Electric Utility
11770 | City of Martinsville - (VA) | 57893 | Martinsville LFG Generator | LFG1 | Landfill Gas | 1.1 | 1 | Electric Utility
11782 | Marysville Hydro Partners | 54668 | Falls River Hydro | 1 | Conventional Hydroelectric | 4.5 | 4.5 | IPP Non-CHP
11782 | Marysville Hydro Partners | 54668 | Falls River Hydro | 2 | Conventional Hydroelectric | 4.5 | 4.5 | IPP Non-CHP
11804 | Massachusetts Electric Co | 57265 | Dorchester Solar Site | 1 | Solar Photovoltaic | 1 | 1 | Electric Utility
11804 | Massachusetts Electric Co | 57269 | Haverhill Solar Power Project | 1 | Solar Photovoltaic | 1 | 0.8 | Electric Utility
11804 | Massachusetts Electric Co | 57270 | NEDC Solar Site | 1 | Solar Photovoltaic | 1 | 0.8 | Electric Utility
11806 | Massachusetts Mun Wholes Electric Co | 6081 | Stony Brook | 1 | Petroleum Liquids | 85 | 65 | Electric Utility
11806 | Massachusetts Mun Wholes Electric Co | 6081 | Stony Brook | 2 | Petroleum Liquids | 85 | 65 | Electric Utility
11806 | Massachusetts Mun Wholes Electric Co | 6081 | Stony Brook | BS#1 | Petroleum Liquids | 2 | 2 | Electric Utility
11806 | Massachusetts Mun Wholes Electric Co | 6081 | Stony Brook | BS#2 | Petroleum Liquids | 2 | 2 | Electric Utility
11806 | Massachusetts Mun Wholes Electric Co | 6081 | Stony Brook | CA1 | Petroleum Liquids | 105 | 96 | Electric Utility
11806 | Massachusetts Mun Wholes Electric Co | 6081 | Stony Brook | CT1 | Petroleum Liquids | 85 | 69.7 | Electric Utility
11806 | Massachusetts Mun Wholes Electric Co | 6081 | Stony Brook | CT2 | Petroleum Liquids | 85 | 69.7 | Electric Utility
11806 | Massachusetts Mun Wholes Electric Co | 6081 | Stony Brook | CT3 | Petroleum Liquids | 85 | 69.7 | Electric Utility
11806 | Massachusetts Mun Wholes Electric Co | 6081 | Stony Brook | EDSI | Petroleum Liquids | 0.6 | 0.6 | Electric Utility
11806 | Massachusetts Mun Wholes Electric Co | 57721 | Berkshire Wind Power Project | BWP | Onshore Wind Turbine | 15 | 15 | Electric Utility
11820 | Massachusetts Inst of Tech | 54907 | Mass Inst Tech Cntrl Utilities/Cogen Plt | CTG1 | Natural Gas Fired Combustion Turbine | 21.2 | 19 | Commercial CHP
11843 | Maui Electric Co Ltd | 792 | Palaau Power | 15 | Petroleum Liquids | 2.5 | 2 | Electric Utility
11843 | Maui Electric Co Ltd | 792 | Palaau Power | 7 | Petroleum Liquids | 2.2 | 2 | Electric Utility
11843 | Maui Electric Co Ltd | 792 | Palaau Power | 8 | Petroleum Liquids | 2.2 | 2 | Electric Utility
11843 | Maui Electric Co Ltd | 792 | Palaau Power | 9 | Petroleum Liquids | 2.2 | 2 | Electric Utility
11843 | Maui Electric Co Ltd | 792 | Palaau Power | CAT1 | Petroleum Liquids | 1.2 | 1.2 | Electric Utility
11843 | Maui Electric Co Ltd | 792 | Palaau Power | CAT2 | Petroleum Liquids | 1.2 | 1.2 | Electric Utility
11843 | Maui Electric Co Ltd | 792 | Palaau Power | CUM3 | Petroleum Liquids | 0.9 | 0.9 | Electric Utility
11843 | Maui Electric Co Ltd | 792 | Palaau Power | CUM4 | Petroleum Liquids | 0.9 | 0.9 | Electric Utility
11843 | Maui Electric Co Ltd | 792 | Palaau Power | CUM5 | Petroleum Liquids | 0.9 | 0.9 | Electric Utility
11843 | Maui Electric Co Ltd | 792 | Palaau Power | CUM6 | Petroleum Liquids | 0.9 | 0.9 | Electric Utility
11843 | Maui Electric Co Ltd | 6056 | Kahului | 1 | Petroleum Liquids | 5 | 4.7 | Electric Utility
11843 | Maui Electric Co Ltd | 6056 | Kahului | 2 | Petroleum Liquids | 5 | 4.8 | Electric Utility
11843 | Maui Electric Co Ltd | 6056 | Kahului | 3 | Petroleum Liquids | 11.5 | 11 | Electric Utility
11843 | Maui Electric Co Ltd | 6056 | Kahului | 4 | Petroleum Liquids | 12.5 | 11.9 | Electric Utility
11843 | Maui Electric Co Ltd | 6504 | Maalaea | 1 | Petroleum Liquids | 2.6 | 2.5 | Electric Utility
11843 | Maui Electric Co Ltd | 6504 | Maalaea | 10 | Petroleum Liquids | 12.5 | 12.3 | Electric Utility
11843 | Maui Electric Co Ltd | 6504 | Maalaea | 11 | Petroleum Liquids | 12.5 | 12.3 | Electric Utility
11843 | Maui Electric Co Ltd | 6504 | Maalaea | 12 | Petroleum Liquids | 12.5 | 12.3 | Electric Utility
11843 | Maui Electric Co Ltd | 6504 | Maalaea | 13 | Petroleum Liquids | 12.5 | 12.3 | Electric Utility
11843 | Maui Electric Co Ltd | 6504 | Maalaea | 14 | Petroleum Liquids | 23.6 | 21.1 | Electric Utility
11843 | Maui Electric Co Ltd | 6504 | Maalaea | 15 | Petroleum Liquids | 18 | 12 | Electric Utility
11843 | Maui Electric Co Ltd | 6504 | Maalaea | 16 | Petroleum Liquids | 23.6 | 21.1 | Electric Utility
11843 | Maui Electric Co Ltd | 6504 | Maalaea | 17 | Petroleum Liquids | 25 | 17.6 | Electric Utility
11843 | Maui Electric Co Ltd | 6504 | Maalaea | 18 | Petroleum Liquids | 18 | 13.8 | Electric Utility
11843 | Maui Electric Co Ltd | 6504 | Maalaea | 19 | Petroleum Liquids | 25 | 17.6 | Electric Utility
11843 | Maui Electric Co Ltd | 6504 | Maalaea | 2 | Petroleum Liquids | 2.6 | 2.5 | Electric Utility
11843 | Maui Electric Co Ltd | 6504 | Maalaea | 3 | Petroleum Liquids | 2.6 | 2.5 | Electric Utility
11843 | Maui Electric Co Ltd | 6504 | Maalaea | 4 | Petroleum Liquids | 5.6 | 5.5 | Electric Utility
11843 | Maui Electric Co Ltd | 6504 | Maalaea | 5 | Petroleum Liquids | 5.6 | 5.5 | Electric Utility
11843 | Maui Electric Co Ltd | 6504 | Maalaea | 6 | Petroleum Liquids | 5.6 | 5.5 | Electric Utility
11843 | Maui Electric Co Ltd | 6504 | Maalaea | 7 | Petroleum Liquids | 5.6 | 5.5 | Electric Utility
11843 | Maui Electric Co Ltd | 6504 | Maalaea | 8 | Petroleum Liquids | 5.6 | 5.5 | Electric Utility
11843 | Maui Electric Co Ltd | 6504 | Maalaea | 9 | Petroleum Liquids | 5.6 | 5.5 | Electric Utility
11843 | Maui Electric Co Ltd | 6504 | Maalaea | X1 | Petroleum Liquids | 2.6 | 2.5 | Electric Utility
11843 | Maui Electric Co Ltd | 6504 | Maalaea | X2 | Petroleum Liquids | 2.6 | 2.5 | Electric Utility
11843 | Maui Electric Co Ltd | 7264 | Miki Basin | LL1 | Petroleum Liquids | 1 | 1 | Electric Utility
11843 | Maui Electric Co Ltd | 7264 | Miki Basin | LL2 | Petroleum Liquids | 1 | 1 | Electric Utility
11843 | Maui Electric Co Ltd | 7264 | Miki Basin | LL3 | Petroleum Liquids | 1 | 1 | Electric Utility
11843 | Maui Electric Co Ltd | 7264 | Miki Basin | LL4 | Petroleum Liquids | 1 | 1 | Electric Utility
11843 | Maui Electric Co Ltd | 7264 | Miki Basin | LL5 | Petroleum Liquids | 1 | 1 | Electric Utility
11843 | Maui Electric Co Ltd | 7264 | Miki Basin | LL6 | Petroleum Liquids | 1 | 1 | Electric Utility
11843 | Maui Electric Co Ltd | 7264 | Miki Basin | LL7 | Petroleum Liquids | 2.2 | 2.1 | Electric Utility
11843 | Maui Electric Co Ltd | 7264 | Miki Basin | LL8 | Petroleum Liquids | 2.2 | 2.1 | Electric Utility
11843 | Maui Electric Co Ltd | 56055 | Hana Substation | MH1 | Petroleum Liquids | 1 | 1 | Electric Utility
11843 | Maui Electric Co Ltd | 56055 | Hana Substation | MH2 | Petroleum Liquids | 1 | 1 | Electric Utility
11936 | McBryde Sugar Co Ltd | 10412 | Kalaheo Hydro | KAL | Conventional Hydroelectric | 1.1 | 1.1 | Industrial Non-CHP
11936 | McBryde Sugar Co Ltd | 10413 | Wainiha Hydro | WAIA | Conventional Hydroelectric | 1.8 | 1.7 | Industrial Non-CHP
11936 | McBryde Sugar Co Ltd | 10413 | Wainiha Hydro | WAIB | Conventional Hydroelectric | 1.8 | 1.7 | Industrial Non-CHP
11936 | McBryde Sugar Co Ltd | 58549 | Port Allen Solar | 1 | Solar Photovoltaic | 6 | 6 | IPP Non-CHP
11943 | McCallum Enterprises I LP | 10063 | Derby Hydro | GEN1 | Conventional Hydroelectric | 4 | 4 | IPP Non-CHP
11943 | McCallum Enterprises I LP | 10063 | Derby Hydro | GEN2 | Conventional Hydroelectric | 4 | 4 | IPP Non-CHP
11943 | McCallum Enterprises I LP | 10063 | Derby Hydro | GEN3 | Conventional Hydroelectric | 0.3 | 0.3 | IPP Non-CHP
11943 | McCallum Enterprises I LP | 10063 | Derby Hydro | GEN4 | Conventional Hydroelectric | 0.3 | 0.3 | IPP Non-CHP
12114 | City of McGregor- (IA) | 1163 | McGregor | 1 | Petroleum Liquids | 1.2 | 1.2 | Electric Utility
12114 | City of McGregor- (IA) | 1163 | McGregor | 2 | Petroleum Liquids | 0.3 | 0.3 | Electric Utility
12114 | City of McGregor- (IA) | 1163 | McGregor | 3 | Petroleum Liquids | 0.5 | 0.5 | Electric Utility
12119 | McGrath Light & Power Co | 6555 | McGrath | 3A | Petroleum Liquids | 0.5 | 0.5 | Electric Utility
12119 | McGrath Light & Power Co | 6555 | McGrath | 4A | Petroleum Liquids | 0.5 | 0.5 | Electric Utility
12119 | McGrath Light & Power Co | 6555 | McGrath | 6 | Petroleum Liquids | 0.6 | 0.6 | Electric Utility
12119 | McGrath Light & Power Co | 6555 | McGrath | 7 | Petroleum Liquids | 0.6 | 0.6 | Electric Utility
12159 | Midwest Electric Power Inc | 7858 | MEPI GT Facility | 1 | Natural Gas Fired Combustion Turbine | 64.5 | 55 | IPP Non-CHP
12159 | Midwest Electric Power Inc | 7858 | MEPI GT Facility | 2 | Natural Gas Fired Combustion Turbine | 64.5 | 55 | IPP Non-CHP
12159 | Midwest Electric Power Inc | 7858 | MEPI GT Facility | 3 | Natural Gas Fired Combustion Turbine | 64.5 | 55 | IPP Non-CHP
12159 | Midwest Electric Power Inc | 7858 | MEPI GT Facility | 4 | Natural Gas Fired Combustion Turbine | 54 | 37 | IPP Non-CHP
12159 | Midwest Electric Power Inc | 7858 | MEPI GT Facility | 5 | Natural Gas Fired Combustion Turbine | 54 | 37 | IPP Non-CHP
12167 | City of McLeansboro - (IL) | 948 | McLeansboro | 2 | Petroleum Liquids | 0.6 | 0.4 | Electric Utility
12167 | City of McLeansboro - (IL) | 948 | McLeansboro | 5 | Petroleum Liquids | 2 | 1.8 | Electric Utility
12167 | City of McLeansboro - (IL) | 948 | McLeansboro | 6 | Petroleum Liquids | 2.4 | 2.2 | Electric Utility
12167 | City of McLeansboro - (IL) | 948 | McLeansboro | 7 | Petroleum Liquids | 1.1 | 1 | Electric Utility
12167 | City of McLeansboro - (IL) | 948 | McLeansboro | 8 | Petroleum Liquids | 1.1 | 1 | Electric Utility
12167 | City of McLeansboro - (IL) | 948 | McLeansboro | 9 | Petroleum Liquids | 2 | 2 | Electric Utility
12186 | McMinnville Electric System | 55928 | McMinnville | 1 | Petroleum Liquids | 2 | 1.8 | Electric Utility
12186 | McMinnville Electric System | 55928 | McMinnville | 10 | Petroleum Liquids | 2 | 1.8 | Electric Utility
12186 | McMinnville Electric System | 55928 | McMinnville | 11 | Petroleum Liquids | 2 | 1.8 | Electric Utility
12186 | McMinnville Electric System | 55928 | McMinnville | 12 | Other Waste Biomass | 2 | 1.8 | Electric Utility
12186 | McMinnville Electric System | 55928 | McMinnville | 2 | Petroleum Liquids | 2 | 1.8 | Electric Utility
12186 | McMinnville Electric System | 55928 | McMinnville | 3 | Petroleum Liquids | 2 | 1.8 | Electric Utility
12186 | McMinnville Electric System | 55928 | McMinnville | 4 | Petroleum Liquids | 2 | 1.8 | Electric Utility
12186 | McMinnville Electric System | 55928 | McMinnville | 5 | Petroleum Liquids | 2 | 1.8 | Electric Utility
12186 | McMinnville Electric System | 55928 | McMinnville | 6 | Petroleum Liquids | 2 | 1.8 | Electric Utility
12186 | McMinnville Electric System | 55928 | McMinnville | 7 | Petroleum Liquids | 2 | 1.8 | Electric Utility
12186 | McMinnville Electric System | 55928 | McMinnville | 8 | Petroleum Liquids | 2 | 1.8 | Electric Utility
12186 | McMinnville Electric System | 55928 | McMinnville | 9 | Petroleum Liquids | 2 | 1.8 | Electric Utility
12199 | Montana-Dakota Utilities Co | 2176 | Glendive GT | GT-2 | Natural Gas Fired Combustion Turbine | 43 | 40.1 | Electric Utility
12199 | Montana-Dakota Utilities Co | 2176 | Glendive GT | GT1 | Natural Gas Fired Combustion Turbine | 40.7 | 34.8 | Electric Utility
12199 | Montana-Dakota Utilities Co | 2177 | Miles City GT | 1 | Natural Gas Fired Combustion Turbine | 23.3 | 23.6 | Electric Utility
12199 | Montana-Dakota Utilities Co | 2790 | R M Heskett | 1 | Conventional Steam Coal | 40 | 29.5 | Electric Utility
12199 | Montana-Dakota Utilities Co | 2790 | R M Heskett | 2 | Conventional Steam Coal | 75 | 74.8 | Electric Utility
12199 | Montana-Dakota Utilities Co | 2790 | R M Heskett | 3 | Natural Gas Fired Combustion Turbine | 88 | 88 | Electric Utility
12199 | Montana-Dakota Utilities Co | 6089 | Lewis & Clark | 1 | Conventional Steam Coal | 50 | 53.1 | Electric Utility
12199 | Montana-Dakota Utilities Co | 56782 | Diamond Willow Wind Facility | DIAW | Onshore Wind Turbine | 30 | 30 | Electric Utility
12199 | Montana-Dakota Utilities Co | 57171 | Cedar Hills Wind Farm | 1 | Onshore Wind Turbine | 19.5 | 19.5 | Electric Utility
12199 | Montana-Dakota Utilities Co | 57172 | Glen Ullin Station 6 | 1 | All Other | 5.3 | 5.3 | Electric Utility
12199 | Montana-Dakota Utilities Co | 59194 | Portable Generator 2 | IC1 | Petroleum Liquids | 2 | 2 | Electric Utility
12199 | Montana-Dakota Utilities Co | 59195 | Portable Generator 3 | IC2 | Petroleum Liquids | 2 | 2 | Electric Utility
12199 | Montana-Dakota Utilities Co | 59196 | Portable Generator 1 | IC1 | Petroleum Liquids | 1.8 | 2 | Electric Utility
12208 | City of McPherson - (KS) | 1305 | McPherson 2 | GT1 | Natural Gas Fired Combustion Turbine | 72.4 | 52 | Electric Utility
12208 | City of McPherson - (KS) | 1305 | McPherson 2 | GT2 | Petroleum Liquids | 71.2 | 52.1 | Electric Utility
12208 | City of McPherson - (KS) | 1305 | McPherson 2 | GT3 | Natural Gas Fired Combustion Turbine | 71.2 | 52 | Electric Utility
12208 | City of McPherson - (KS) | 7515 | McPherson 3 | NA1 | Natural Gas Fired Combustion Turbine | 115.6 | 79.3 | Electric Utility
12221 | MRWPCA | 54951 | Monterey Regional Water Cogen Facility | EG1 | Other Waste Biomass | 0.6 | 0.6 | Commercial CHP
12221 | MRWPCA | 54951 | Monterey Regional Water Cogen Facility | EG2 | Other Waste Biomass | 0.6 | 0.6 | Commercial CHP
12221 | MRWPCA | 54951 | Monterey Regional Water Cogen Facility | EG3 | Other Waste Biomass | 0.6 | 0.6 | Commercial CHP
12222 | Mead Coated Board Inc | 54802 | Mead Coated Board | GEN1 | Wood/Wood Waste Biomass | 32 | 32 | Industrial CHP
12222 | Mead Coated Board Inc | 54802 | Mead Coated Board | GEN2 | Wood/Wood Waste Biomass | 55.5 | 55.5 | Industrial CHP
12222 | Mead Coated Board Inc | 54802 | Mead Coated Board | GEN3 | Natural Gas Fired Combustion Turbine | 25 | 21 | Industrial CHP
12239 | Mega Renewables | 10880 | Bidwell Ditch Project | GEN1 | Conventional Hydroelectric | 1.8 | 1.8 | IPP Non-CHP
12239 | Mega Renewables | 10882 | Hatchet Creek Project | GEN1 | Conventional Hydroelectric | 6.8 | 6.8 | IPP Non-CHP
12242 | City of Meade - (KS) | 1306 | Meade | 2 | Natural Gas Internal Combustion Engine | 0.9 | 0.8 | Electric Utility
12242 | City of Meade - (KS) | 1306 | Meade | 3 | Natural Gas Internal Combustion Engine | 1.1 | 1.1 | Electric Utility
12242 | City of Meade - (KS) | 1306 | Meade | 4 | Natural Gas Internal Combustion Engine | 1.4 | 1.3 | Electric Utility
12242 | City of Meade - (KS) | 1306 | Meade | 5 | Petroleum Liquids | 2.1 | 1.7 | Electric Utility
12242 | City of Meade - (KS) | 1306 | Meade | 6 | Natural Gas Internal Combustion Engine | 2.7 | 1.9 | Electric Utility
12258 | Medical Area Total Egy Plt Inc | 10883 | Medical Area Total Energy Plant | CT1 | Natural Gas Fired Combustion Turbine | 12.5 | 12.5 | Commercial CHP
12258 | Medical Area Total Egy Plt Inc | 10883 | Medical Area Total Energy Plant | CT2 | Natural Gas Fired Combustion Turbine | 12.5 | 12.5 | Commercial CHP
12258 | Medical Area Total Egy Plt Inc | 10883 | Medical Area Total Energy Plant | DEG1 | Petroleum Liquids | 6.8 | 6 | Commercial CHP
12258 | Medical Area Total Egy Plt Inc | 10883 | Medical Area Total Energy Plant | DEG2 | Petroleum Liquids | 6.8 | 6 | Commercial CHP
12258 | Medical Area Total Egy Plt Inc | 10883 | Medical Area Total Energy Plant | DEG3 | Petroleum Liquids | 6.8 | 6 | Commercial CHP
12258 | Medical Area Total Egy Plt Inc | 10883 | Medical Area Total Energy Plant | DEG4 | Petroleum Liquids | 6.8 | 6 | Commercial CHP
12258 | Medical Area Total Egy Plt Inc | 10883 | Medical Area Total Energy Plant | DEG5 | Petroleum Liquids | 6.8 | 6 | Commercial CHP
12258 | Medical Area Total Egy Plt Inc | 10883 | Medical Area Total Energy Plant | DEG6 | Petroleum Liquids | 6.8 | 6 | Commercial CHP
12258 | Medical Area Total Egy Plt Inc | 10883 | Medical Area Total Energy Plant | STG2 | Natural Gas Steam Turbine | 11 | 11 | Commercial CHP
12258 | Medical Area Total Egy Plt Inc | 10883 | Medical Area Total Energy Plant | STG3 | Natural Gas Steam Turbine | 11 | 11 | Commercial CHP
12286 | Melrose Public Utilities | 1994 | Melrose | 1 | Petroleum Liquids | 1 | 0.8 | Electric Utility
12286 | Melrose Public Utilities | 1994 | Melrose | 2 | Petroleum Liquids | 1.1 | 1.1 | Electric Utility
12286 | Melrose Public Utilities | 1994 | Melrose | 3 | Petroleum Liquids | 3.1 | 3.2 | Electric Utility
12286 | Melrose Public Utilities | 1994 | Melrose | 4 | Petroleum Liquids | 3 | 3.3 | Electric Utility
12286 | Melrose Public Utilities | 58929 | Melrose 2 | 12286 | Petroleum Liquids | 1 | 1 | Electric Utility
12294 | City of Memphis - (MO) | 2145 | Memphis | 1 | Petroleum Liquids | 0.6 | 0.6 | Electric Utility
12294 | City of Memphis - (MO) | 2145 | Memphis | 10 | Petroleum Liquids | 1 | 1 | Electric Utility
12294 | City of Memphis - (MO) | 2145 | Memphis | 11 | Petroleum Liquids | 1 | 1 | Electric Utility
12294 | City of Memphis - (MO) | 2145 | Memphis | 12 | Petroleum Liquids | 0.4 | 0.4 | Electric Utility
12294 | City of Memphis - (MO) | 2145 | Memphis | 13 | Petroleum Liquids | 1 | 1 | Electric Utility
12294 | City of Memphis - (MO) | 2145 | Memphis | 3 | Petroleum Liquids | 0.2 | 0.2 | Electric Utility
12294 | City of Memphis - (MO) | 2145 | Memphis | 6 | Petroleum Liquids | 0.9 | 0.9 | Electric Utility
12294 | City of Memphis - (MO) | 2145 | Memphis | 7 | Petroleum Liquids | 1.1 | 1.1 | Electric Utility
12294 | City of Memphis - (MO) | 2145 | Memphis | 8 | Petroleum Liquids | 1.3 | 1.3 | Electric Utility
12294 | City of Memphis - (MO) | 2145 | Memphis | 9 | Petroleum Liquids | 1.3 | 1.3 | Electric Utility
12303 | Merck & Co Inc-West Point | 52149 | West Point (PA) | COG3 | Natural Gas Fired Combustion Turbine | 38.4 | 38.5 | Industrial CHP
12303 | Merck & Co Inc-West Point | 52149 | West Point (PA) | GEN2 | Natural Gas Fired Combustion Turbine | 32.3 | 24.5 | Industrial CHP
12303 | Merck & Co Inc-West Point | 52149 | West Point (PA) | GEN3 | Petroleum Liquids | 2.5 | 2.4 | Industrial CHP
12303 | Merck & Co Inc-West Point | 52149 | West Point (PA) | GEN4 | Natural Gas Internal Combustion Engine | 1.7 | 1.7 | Industrial CHP
12303 | Merck & Co Inc-West Point | 52149 | West Point (PA) | GEN5 | Petroleum Liquids | 1.2 | 1.2 | Industrial CHP
12303 | Merck & Co Inc-West Point | 52149 | West Point (PA) | GEN6 | Petroleum Liquids | 1.2 | 1.2 | Industrial CHP
12303 | Merck & Co Inc-West Point | 52149 | West Point (PA) | GEN7 | Natural Gas Internal Combustion Engine | 0.7 | 0.7 | Industrial CHP
12303 | Merck & Co Inc-West Point | 52149 | West Point (PA) | GEN8 | Natural Gas Internal Combustion Engine | 1 | 1 | Industrial CHP
12303 | Merck & Co Inc-West Point | 52149 | West Point (PA) | GEN9 | Natural Gas Internal Combustion Engine | 1.3 | 0.9 | Industrial CHP
12303 | Merck & Co Inc-West Point | 52149 | West Point (PA) | GN10 | Natural Gas Internal Combustion Engine | 1.3 | 0.9 | Industrial CHP
12303 | Merck & Co Inc-West Point | 52149 | West Point (PA) | GN11 | Petroleum Liquids | 1 | 0.9 | Industrial CHP
12307 | MeadWestvaco Corp | 50101 | MeadWestvaco Evadale | GEN1 | Wood/Wood Waste Biomass | 7.5 | 9.5 | Industrial CHP
12307 | MeadWestvaco Corp | 50101 | MeadWestvaco Evadale | GEN2 | Wood/Wood Waste Biomass | 32.6 | 36 | Industrial CHP
12307 | MeadWestvaco Corp | 50101 | MeadWestvaco Evadale | GEN3 | Wood/Wood Waste Biomass | 17.6 | 18 | Industrial CHP
12311 | Merck & Co Inc | 10224 | Merck Rahway Power Plant | GEN8 | Natural Gas Steam Turbine | 5 | 4.8 | Industrial CHP
12311 | Merck & Co Inc | 10224 | Merck Rahway Power Plant | GEN9 | Natural Gas Steam Turbine | 10.8 | 10 | Industrial CHP
12312 | Merced Irrigation District | 409 | Exchequer | 1 | Conventional Hydroelectric | 94.5 | 94.5 | IPP Non-CHP
12312 | Merced Irrigation District | 410 | McSwain | 1 | Conventional Hydroelectric | 9 | 9 | IPP Non-CHP
12312 | Merced Irrigation District | 428 | Parker | 1 | Conventional Hydroelectric | 2.7 | 2.7 | IPP Non-CHP
12320 | Merck & Co Inc | 52148 | Elkton | GEN1 | Natural Gas Steam Turbine | 7.2 | 1.2 | Industrial CHP
12320 | Merck & Co Inc | 52148 | Elkton | GEN2 | Petroleum Liquids | 0.9 | 0.8 | Industrial CHP
12320 | Merck & Co Inc | 52148 | Elkton | GEN5 | Natural Gas Steam Turbine | 0.4 | 0.1 | Industrial CHP
12341 | MidAmerican Energy Co | 899 | Moline | GT1 | Natural Gas Fired Combustion Turbine | 18 | 16 | Electric Utility
12341 | MidAmerican Energy Co | 899 | Moline | GT2 | Natural Gas Fired Combustion Turbine | 18 | 17.1 | Electric Utility
12341 | MidAmerican Energy Co | 899 | Moline | GT3 | Natural Gas Fired Combustion Turbine | 18 | 16.9 | Electric Utility
12341 | MidAmerican Energy Co | 899 | Moline | GT4 | Natural Gas Fired Combustion Turbine | 18 | 16.7 | Electric Utility
12341 | MidAmerican Energy Co | 899 | Moline | HY1 | Conventional Hydroelectric | 0.9 | 0.8 | Electric Utility
12341 | MidAmerican Energy Co | 899 | Moline | HY2 | Conventional Hydroelectric | 0.9 | 0.8 | Electric Utility
12341 | MidAmerican Energy Co | 899 | Moline | HY3 | Conventional Hydroelectric | 0.9 | 0.8 | Electric Utility
12341 | MidAmerican Energy Co | 899 | Moline | HY4 | Conventional Hydroelectric | 0.9 | 0.8 | Electric Utility
12341 | MidAmerican Energy Co | 1079 | Coralville GT | 1 | Natural Gas Fired Combustion Turbine | 18 | 16.3 | Electric Utility
12341 | MidAmerican Energy Co | 1079 | Coralville GT | 2 | Natural Gas Fired Combustion Turbine | 18 | 16.9 | Electric Utility
12341 | MidAmerican Energy Co | 1079 | Coralville GT | 3 | Natural Gas Fired Combustion Turbine | 18 | 16.5 | Electric Utility
12341 | MidAmerican Energy Co | 1079 | Coralville GT | 4 | Natural Gas Fired Combustion Turbine | 18 | 16.2 | Electric Utility
12341 | MidAmerican Energy Co | 1081 | Riverside | 5 | Conventional Steam Coal | 136 | 125 | Electric Utility
12341 | MidAmerican Energy Co | 1082 | Walter Scott Jr Energy Center | 1 | Conventional Steam Coal | 49 | 37.4 | Electric Utility
12341 | MidAmerican Energy Co | 1082 | Walter Scott Jr Energy Center | 2 | Conventional Steam Coal | 81.6 | 80.8 | Electric Utility
12341 | MidAmerican Energy Co | 1082 | Walter Scott Jr Energy Center | 3 | Conventional Steam Coal | 725.8 | 703.7 | Electric Utility
12341 | MidAmerican Energy Co | 1082 | Walter Scott Jr Energy Center | 4 | Conventional Steam Coal | 922.5 | 813.6 | Electric Utility
12341 | MidAmerican Energy Co | 1084 | River Hills | 1 | Natural Gas Fired Combustion Turbine | 16 | 14.5 | Electric Utility
12341 | MidAmerican Energy Co | 1084 | River Hills | 2 | Natural Gas Fired Combustion Turbine | 16 | 14.7 | Electric Utility
12341 | MidAmerican Energy Co | 1084 | River Hills | 3 | Natural Gas Fired Combustion Turbine | 16 | 14.3 | Electric Utility
12341 | MidAmerican Energy Co | 1084 | River Hills | 4 | Natural Gas Fired Combustion Turbine | 16 | 15.1 | Electric Utility
12341 | MidAmerican Energy Co | 1084 | River Hills | 5 | Natural Gas Fired Combustion Turbine | 16 | 14.7 | Electric Utility
12341 | MidAmerican Energy Co | 1084 | River Hills | 6 | Natural Gas Fired Combustion Turbine | 16 | 14.5 | Electric Utility
12341 | MidAmerican Energy Co | 1084 | River Hills | 7 | Natural Gas Fired Combustion Turbine | 16 | 14 | Electric Utility
12341 | MidAmerican Energy Co | 1084 | River Hills | 8 | Natural Gas Fired Combustion Turbine | 16 | 15.1 | Electric Utility
12341 | MidAmerican Energy Co | 1091 | George Neal North | 1 | Conventional Steam Coal | 147 | 135 | Electric Utility
12341 | MidAmerican Energy Co | 1091 | George Neal North | 2 | Conventional Steam Coal | 349.2 | 283.7 | Electric Utility
12341 | MidAmerican Energy Co | 1091 | George Neal North | 3 | Conventional Steam Coal | 584.1 | 500 | Electric Utility
12341 | MidAmerican Energy Co | 1097 | Merle Parr | 1 | Natural Gas Fired Combustion Turbine | 18 | 16.6 | Electric Utility
12341 | MidAmerican Energy Co | 1097 | Merle Parr | 2 | Natural Gas Fired Combustion Turbine | 18 | 16 | Electric Utility
12341 | MidAmerican Energy Co | 6063 | Electrifarm | 1 | Natural Gas Fired Combustion Turbine | 71.2 | 59.2 | Electric Utility
12341 | MidAmerican Energy Co | 6063 | Electrifarm | 2 | Natural Gas Fired Combustion Turbine | 89 | 66.5 | Electric Utility
12341 | MidAmerican Energy Co | 6063 | Electrifarm | 3 | Natural Gas Fired Combustion Turbine | 103.9 | 69.4 | Electric Utility
12341 | MidAmerican Energy Co | 6664 | Louisa | 1 | Conventional Steam Coal | 811.9 | 746.2 | Electric Utility
12341 | MidAmerican Energy Co | 7145 | Pleasant Hill | 1 | Natural Gas Fired Combustion Turbine | 41.4 | 38 | Electric Utility
12341 | MidAmerican Energy Co | 7145 | Pleasant Hill | 2 | Natural Gas Fired Combustion Turbine | 41.4 | 37.8 | Electric Utility
12341 | MidAmerican Energy Co | 7145 | Pleasant Hill | 3 | Natural Gas Fired Combustion Turbine | 97 | 84.2 | Electric Utility
12341 | MidAmerican Energy Co | 7343 | George Neal South | 4 | Conventional Steam Coal | 695.9 | 644 | Electric Utility
12341 | MidAmerican Energy Co | 7849 | Knoxville Industrial | 1 | Petroleum Liquids | 2 | 2 | Electric Utility
12341 | MidAmerican Energy Co | 7849 | Knoxville Industrial | 2 | Petroleum Liquids | 2 | 2 | Electric Utility
12341 | MidAmerican Energy Co | 7849 | Knoxville Industrial | 3 | Petroleum Liquids | 2 | 2 | Electric Utility
12341 | MidAmerican Energy Co | 7849 | Knoxville Industrial | 4 | Petroleum Liquids | 2 | 2 | Electric Utility
12341 | MidAmerican Energy Co | 7849 | Knoxville Industrial | 5 | Petroleum Liquids | 2 | 2 | Electric Utility
12341 | MidAmerican Energy Co | 7849 | Knoxville Industrial | 6 | Petroleum Liquids | 2 | 2 | Electric Utility
12341 | MidAmerican Energy Co | 7849 | Knoxville Industrial | 7 | Petroleum Liquids | 2 | 2 | Electric Utility
12341 | MidAmerican Energy Co | 7849 | Knoxville Industrial | 8 | Petroleum Liquids | 2 | 2 | Electric Utility
12341 | MidAmerican Energy Co | 7850 | Shenandoah | 1 | Petroleum Liquids | 2 | 2 | Electric Utility
12341 | MidAmerican Energy Co | 7850 | Shenandoah | 10 | Petroleum Liquids | 2 | 2 | Electric Utility
12341 | MidAmerican Energy Co | 7850 | Shenandoah | 2 | Petroleum Liquids | 2 | 2 | Electric Utility
12341 | MidAmerican Energy Co | 7850 | Shenandoah | 3 | Petroleum Liquids | 2 | 2 | Electric Utility
12341 | MidAmerican Energy Co | 7850 | Shenandoah | 4 | Petroleum Liquids | 2 | 2 | Electric Utility
12341 | MidAmerican Energy Co | 7850 | Shenandoah | 5 | Petroleum Liquids | 2 | 2 | Electric Utility
12341 | MidAmerican Energy Co | 7850 | Shenandoah | 6 | Petroleum Liquids | 2 | 2 | Electric Utility
12341 | MidAmerican Energy Co | 7850 | Shenandoah | 7 | Petroleum Liquids | 2 | 2 | Electric Utility
12341 | MidAmerican Energy Co | 7850 | Shenandoah | 8 | Petroleum Liquids | 2 | 2 | Electric Utility
12341 | MidAmerican Energy Co | 7850 | Shenandoah | 9 | Petroleum Liquids | 2 | 2 | Electric Utility
12341 | MidAmerican Energy Co | 7851 | Waterloo Lundquist | 1 | Petroleum Liquids | 2 | 2 | Electric Utility
12341 | MidAmerican Energy Co | 7851 | Waterloo Lundquist | 2 | Petroleum Liquids | 2 | 2 | Electric Utility
12341 | MidAmerican Energy Co | 7851 | Waterloo Lundquist | 3 | Petroleum Liquids | 2 | 2 | Electric Utility
12341 | MidAmerican Energy Co | 7851 | Waterloo Lundquist | 4 | Petroleum Liquids | 2 | 2 | Electric Utility
12341 | MidAmerican Energy Co | 7851 | Waterloo Lundquist | 5 | Petroleum Liquids | 2 | 2 | Electric Utility
12341 | MidAmerican Energy Co | 7851 | Waterloo Lundquist | 6 | Petroleum Liquids | 2 | 2 | Electric Utility
12341 | MidAmerican Energy Co | 7851 | Waterloo Lundquist | 7 | Petroleum Liquids | 2 | 2 | Electric Utility
12341 | MidAmerican Energy Co | 7851 | Waterloo Lundquist | 8 | Petroleum Liquids | 2 | 2 | Electric Utility
12341 | MidAmerican Energy Co | 7851 | Waterloo Lundquist | 9 | Petroleum Liquids | 2 | 2 | Electric Utility
12341 | MidAmerican Energy Co | 7985 | Greater Des Moines | GT1 | Natural Gas Fired Combined Cycle | 190.4 | 159.1 | Electric Utility
12341 | MidAmerican Energy Co | 7985 | Greater Des Moines | GT2 | Natural Gas Fired Combined Cycle | 190.4 | 156.9 | Electric Utility
12341 | MidAmerican Energy Co | 7985 | Greater Des Moines | ST1 | Natural Gas Fired Combined Cycle | 195.5 | 176.6 | Electric Utility
12341 | MidAmerican Energy Co | 8029 | Sycamore (IA) | 1 | Natural Gas Fired Combustion Turbine | 78.8 | 75.5 | Electric Utility
12341 | MidAmerican Energy Co | 8029 | Sycamore (IA) | 2 | Natural Gas Fired Combustion Turbine | 78.8 | 73 | Electric Utility
12341 | MidAmerican Energy Co | 56138 | Anderson Erickson | 1 | Petroleum Liquids | 2 | 2 | Electric Utility
12341 | MidAmerican Energy Co | 56251 | Intrepid | INWF | Onshore Wind Turbine | 175.5 | 175.5 | Electric Utility
12341 | MidAmerican Energy Co | 56252 | Century | CWF | Onshore Wind Turbine | 185 | 185 | Electric Utility
12341 | MidAmerican Energy Co | 56252 | Century | CWF2 | Onshore Wind Turbine | 15 | 15 | Electric Utility
12341 | MidAmerican Energy Co | 56379 | Victory Wind Farm | VWF | Onshore Wind Turbine | 99 | 99 | Electric Utility
12341 | MidAmerican Energy Co | 56501 | Pomeroy Wind Farm | PWF | Onshore Wind Turbine | 123 | 123 | Electric Utility
12341 | MidAmerican Energy Co | 56501 | Pomeroy Wind Farm | PWF2 | Onshore Wind Turbine | 75 | 75 | Electric Utility
12341 | MidAmerican Energy Co | 56501 | Pomeroy Wind Farm | PWF3 | Onshore Wind Turbine | 58.5 | 58.5 | Electric Utility
12341 | MidAmerican Energy Co | 56501 | Pomeroy Wind Farm | PWF4 | Onshore Wind Turbine | 29.9 | 29.9 | Electric Utility
12341 | MidAmerican Energy Co | 56677 | Charles City Wind Farm | CCWF | Onshore Wind Turbine | 75 | 75 | Electric Utility
12341 | MidAmerican Energy Co | 56809 | Carroll Wind Farm | CWF | Onshore Wind Turbine | 150 | 150 | Electric Utility
12341 | MidAmerican Energy Co | 56810 | Adair Wind Farm | AWF | Onshore Wind Turbine | 174.8 | 174.8 | Electric Utility
12341 | MidAmerican Energy Co | 56811 | Walnut Wind Farm | WWF | Onshore Wind Turbine | 153 | 153 | Electric Utility
12341 | MidAmerican Energy Co | 57500 | Laurel Wind Farm | LWF | Onshore Wind Turbine | 119.6 | 119.6 | Electric Utility
12341 | MidAmerican Energy Co | 57501 | Rolling Hills Wind Farm | RHWF | Onshore Wind Turbine | 443.9 | 443.9 | Electric Utility
12341 | MidAmerican Energy Co | 57873 | Eclipse Wind Farm | EWF | Onshore Wind Turbine | 200 | 200 | Electric Utility
12341 | MidAmerican Energy Co | 57874 | Vienna Wind Farm | VIIWF | Onshore Wind Turbine | 44.6 | 44.6 | Electric Utility
12341 | MidAmerican Energy Co | 57874 | Vienna Wind Farm | VIWF | Onshore Wind Turbine | 105.6 | 105.6 | Electric Utility
12341 | MidAmerican Energy Co | 57875 | Morning Light Wind Farm | MLWF | Onshore Wind Turbine | 101.2 | 101.2 | Electric Utility
12341 | MidAmerican Energy Co | 58884 | Lundgren Wind Project | LGWF | Onshore Wind Turbine | 251 | 251 | Electric Utility
12341 | MidAmerican Energy Co | 58885 | Macksburg Wind Project | MBWF | Onshore Wind Turbine | 119.6 | 119.6 | Electric Utility
12341 | MidAmerican Energy Co | 58886 | Wellsburg Wind Project | WBWF | Onshore Wind Turbine | 140.8 | 140.8 | Electric Utility
12374 | Metropolitan Sewerage District | 10181 | Metropolitan Sewerage District | GEN1 | Conventional Hydroelectric | 0.8 | 0.8 | Commercial Non-CHP
12374 | Metropolitan Sewerage District | 10181 | Metropolitan Sewerage District | GEN2 | Conventional Hydroelectric | 0.8 | 0.8 | Commercial Non-CHP
12374 | Metropolitan Sewerage District | 10181 | Metropolitan Sewerage District | GEN3 | Conventional Hydroelectric | 0.8 | 0.8 | Commercial Non-CHP
12380 | Montana Dept-Natural Res&Consv | 54006 | Broadwater Power Project | GEN1 | Conventional Hydroelectric | 9.7 | 9.7 | IPP Non-CHP
12382 | Metropolitan Dist of Hartford | 54301 | Colebrook Hydroelectric | BK1 | Conventional Hydroelectric | 1.5 | 1.4 | IPP Non-CHP
12382 | Metropolitan Dist of Hartford | 54301 | Colebrook Hydroelectric | BK2 | Conventional Hydroelectric | 1.5 | 1.4 | IPP Non-CHP
12382 | Metropolitan Dist of Hartford | 54302 | Goodwin Hydroelectric | G1 | Conventional Hydroelectric | 1.6 | 1.6 | IPP Non-CHP
12382 | Metropolitan Dist of Hartford | 54302 | Goodwin Hydroelectric | G2 | Conventional Hydroelectric | 1.6 | 1.6 | IPP Non-CHP
12384 | Midwest Generations EME LLC | 384 | Joliet 29 | 7 | Conventional Steam Coal | 660 | 518 | IPP Non-CHP
12384 | Midwest Generations EME LLC | 384 | Joliet 29 | 8 | Conventional Steam Coal | 660 | 518 | IPP Non-CHP
12384 | Midwest Generations EME LLC | 874 | Joliet 9 | 6 | Conventional Steam Coal | 360.4 | 314 | IPP Non-CHP
12384 | Midwest Generations EME LLC | 879 | Powerton | 5 | Conventional Steam Coal | 892.8 | 769 | IPP Non-CHP
12384 | Midwest Generations EME LLC | 879 | Powerton | 6 | Conventional Steam Coal | 892.8 | 769 | IPP Non-CHP
12384 | Midwest Generations EME LLC | 883 | Waukegan | 311 | Petroleum Liquids | 28 | 24.6 | IPP Non-CHP
12384 | Midwest Generations EME LLC | 883 | Waukegan | 312 | Petroleum Liquids | 28 | 28.5 | IPP Non-CHP
12384 | Midwest Generations EME LLC | 883 | Waukegan | 321 | Petroleum Liquids | 28 | 28 | IPP Non-CHP
12384 | Midwest Generations EME LLC | 883 | Waukegan | 322 | Petroleum Liquids | 28 | 26.7 | IPP Non-CHP
12384 | Midwest Generations EME LLC | 883 | Waukegan | 7 | Conventional Steam Coal | 326.4 | 328 | IPP Non-CHP
12384 | Midwest Generations EME LLC | 883 | Waukegan | 8 | Conventional Steam Coal | 355.3 | 361 | IPP Non-CHP
12384 | Midwest Generations EME LLC | 884 | Will County | 4 | Conventional Steam Coal | 598.4 | 510 | IPP Non-CHP
12384 | Midwest Generations EME LLC | 886 | Fisk Street | 311 | Petroleum Liquids | 38 | 25.4 | IPP Non-CHP
12384 | Midwest Generations EME LLC | 886 | Fisk Street | 312 | Petroleum Liquids | 38 | 23.7 | IPP Non-CHP
12384 | Midwest Generations EME LLC | 886 | Fisk Street | 321 | Petroleum Liquids | 38 | 25.4 | IPP Non-CHP
12384 | Midwest Generations EME LLC | 886 | Fisk Street | 322 | Petroleum Liquids | 38 | 25.4 | IPP Non-CHP
12384 | Midwest Generations EME LLC | 886 | Fisk Street | 331 | Petroleum Liquids | 38 | 23.7 | IPP Non-CHP
12384 | Midwest Generations EME LLC | 886 | Fisk Street | 332 | Petroleum Liquids | 38 | 25.4 | IPP Non-CHP
12384 | Midwest Generations EME LLC | 886 | Fisk Street | 341 | Petroleum Liquids | 38 | 25.4 | IPP Non-CHP
12384 | Midwest Generations EME LLC | 886 | Fisk Street | 342 | Petroleum Liquids | 22.8 | 22.8 | IPP Non-CHP
12385 | Metlakatla Power & Light | 6302 | Purple Lake | 1 | Conventional Hydroelectric | 1.3 | 1.3 | Electric Utility
12385 | Metlakatla Power & Light | 6302 | Purple Lake | 2 | Conventional Hydroelectric | 1.3 | 1.3 | Electric Utility
12385 | Metlakatla Power & Light | 6302 | Purple Lake | 3 | Conventional Hydroelectric | 1.3 | 1.3 | Electric Utility
12385 | Metlakatla Power & Light | 7112 | Centennial | IC6 | Petroleum Liquids | 3.3 | 3.3 | Electric Utility
12385 | Metlakatla Power & Light | 7168 | Chester Lake | 1 | Conventional Hydroelectric | 1 | 1 | Electric Utility
12397 | Metropolitan Water District of S CA | 72 | Venice Hydro | 1 | Conventional Hydroelectric | 10.1 | 10.1 | Electric Utility
12397 | Metropolitan Water District of S CA | 316 | Sepulveda Canyon | 1 | Conventional Hydroelectric | 8.5 | 8.5 | Electric Utility
12397 | Metropolitan Water District of S CA | 479 | Temescal | 1 | Conventional Hydroelectric | 2.9 | 2.8 | Electric Utility
12397 | Metropolitan Water District of S CA | 480 | Corona | 1 | Conventional Hydroelectric | 2.9 | 2.8 | Electric Utility
12397 | Metropolitan Water District of S CA | 481 | Perris | 1 | Conventional Hydroelectric | 7.9 | 7.9 | Electric Utility
12397 | Metropolitan Water District of S CA | 482 | Rio Hondo | 1 | Conventional Hydroelectric | 1.9 | 1.9 | Electric Utility
12397 | Metropolitan Water District of S CA | 483 | Coyote Creek | 1 | Conventional Hydroelectric | 3.1 | 3.1 | Electric Utility
12397 | Metropolitan Water District of S CA | 484 | Red Mountain | 1 | Conventional Hydroelectric | 5.9 | 5.9 | Electric Utility
12397 | Metropolitan Water District of S CA | 487 | Valley View | 1 | Conventional Hydroelectric | 4.1 | 4.1 | Electric Utility
12397 | Metropolitan Water District of S CA | 745 | Etiwanda | 1 | Conventional Hydroelectric | 23.9 | 23.9 | Electric Utility
12397 | Metropolitan Water District of S CA | 6643 | Greg Avenue | 1 | Conventional Hydroelectric | 1 | 1 | Electric Utility
12397 | Metropolitan Water District of S CA | 6644 | Lake Mathews | 1 | Conventional Hydroelectric | 4.9 | 4.9 | Electric Utility
12397 | Metropolitan Water District of S CA | 6645 | Foothill Feeder | 1 | Conventional Hydroelectric | 4.5 | 7.1 | Electric Utility
12397 | Metropolitan Water District of S CA | 6645 | Foothill Feeder | 2 | Conventional Hydroelectric | 4.5 |  | Electric Utility
12397 | Metropolitan Water District of S CA | 6646 | San Dimas | 1 | Conventional Hydroelectric | 9.9 | 9.9 | Electric Utility
12397 | Metropolitan Water District of S CA | 6647 | Yorba Linda | 1 | Conventional Hydroelectric | 5.1 | 5.1 | Electric Utility
12397 | Metropolitan Water District of S CA | 7942 | Diamond Valley Lake | 10 | Conventional Hydroelectric | 3.3 | 3.3 | Electric Utility
12397 | Metropolitan Water District of S CA | 7942 | Diamond Valley Lake | 11 | Conventional Hydroelectric | 3.3 | 3.3 | Electric Utility
12397 | Metropolitan Water District of S CA | 7942 | Diamond Valley Lake | 12 | Conventional Hydroelectric | 3.3 | 3.3 | Electric Utility
12397 | Metropolitan Water District of S CA | 7942 | Diamond Valley Lake | 2 | Conventional Hydroelectric | 3.3 | 3.3 | Electric Utility
12397 | Metropolitan Water District of S CA | 7942 | Diamond Valley Lake | 3 | Conventional Hydroelectric | 3.3 | 3.3 | Electric Utility
12397 | Metropolitan Water District of S CA | 7942 | Diamond Valley Lake | 4 | Conventional Hydroelectric | 3.3 | 3.3 | Electric Utility
12397 | Metropolitan Water District of S CA | 7942 | Diamond Valley Lake | 6 | Conventional Hydroelectric | 3.3 | 3.3 | Electric Utility
12397 | Metropolitan Water District of S CA | 7942 | Diamond Valley Lake | 7 | Conventional Hydroelectric | 3.3 | 3.3 | Electric Utility
12397 | Metropolitan Water District of S CA | 7942 | Diamond Valley Lake | 8 | Conventional Hydroelectric | 3.3 | 3.3 | Electric Utility
12401 | Merimil Ltd Partnership | 10066 | Lockwood Hydroelectric Facility | GEN1 | Conventional Hydroelectric | 0.8 | 0.7 | IPP Non-CHP
12401 | Merimil Ltd Partnership | 10066 | Lockwood Hydroelectric Facility | GEN2 | Conventional Hydroelectric | 0.8 | 0.7 | IPP Non-CHP
12401 | Merimil Ltd Partnership | 10066 | Lockwood Hydroelectric Facility | GEN3 | Conventional Hydroelectric | 0.8 | 0.7 | IPP Non-CHP
12401 | Merimil Ltd Partnership | 10066 | Lockwood Hydroelectric Facility | GEN4 | Conventional Hydroelectric | 0.8 | 0.7 | IPP Non-CHP
12401 | Merimil Ltd Partnership | 10066 | Lockwood Hydroelectric Facility | GEN5 | Conventional Hydroelectric | 0.8 | 0.7 | IPP Non-CHP
12401 | Merimil Ltd Partnership | 10066 | Lockwood Hydroelectric Facility | GEN6 | Conventional Hydroelectric | 0.8 | 0.7 | IPP Non-CHP
12401 | Merimil Ltd Partnership | 10066 | Lockwood Hydroelectric Facility | GEN7 | Conventional Hydroelectric | 2.4 | 2.2 | IPP Non-CHP
12411 | Miami Dade Water & Sewer Dept | 54623 | Central District Wastewater Treat Plant | 3A | Other Waste Biomass | 1.2 | 1.2 | Commercial CHP
12411 | Miami Dade Water & Sewer Dept | 54623 | Central District Wastewater Treat Plant | 4A | Other Waste Biomass | 1.2 | 1.2 | Commercial CHP
12411 | Miami Dade Water & Sewer Dept | 54624 | South District Wastewater Treatment Plt | 1A | Other Waste Biomass | 2 | 2 | Commercial CHP
12411 | Miami Dade Water & Sewer Dept | 54624 | South District Wastewater Treatment Plt | 2A | Other Waste Biomass | 2 | 2 | Commercial CHP
12411 | Miami Dade Water & Sewer Dept | 54624 | South District Wastewater Treatment Plt | 3A | Other Waste Biomass | 2 | 2 | Commercial CHP
12411 | Miami Dade Water & Sewer Dept | 54624 | South District Wastewater Treatment Plt | 4A | Other Waste Biomass | 2 | 2 | Commercial CHP
12421 | Mill Shoals Hydro Co Inc | 54872 | Milstead | GEN1 | Conventional Hydroelectric | 1 | 1 | IPP Non-CHP
12436 | Michigan State University | 10328 | T B Simon Power Plant | GEN1 | Natural Gas Steam Turbine | 12.5 | 12.5 | Commercial CHP
12436 | Michigan State University | 10328 | T B Simon Power Plant | GEN2 | Natural Gas Steam Turbine | 12.5 | 12.5 | Commercial CHP
12436 | Michigan State University | 10328 | T B Simon Power Plant | GEN3 | Natural Gas Steam Turbine | 15 | 15 | Commercial CHP
12436 | Michigan State University | 10328 | T B Simon Power Plant | GEN4 | Conventional Steam Coal | 21 | 21 | Commercial CHP
12436 | Michigan State University | 10328 | T B Simon Power Plant | GEN5 | Natural Gas Steam Turbine | 24 | 23.8 | Commercial CHP
12436 | Michigan State University | 10328 | T B Simon Power Plant | GEN6 | Natural Gas Fired Combustion Turbine | 14.3 | 12.6 | Commercial CHP
12449 | Mid Set Cogeneration Co | 10501 | Mid-Set Cogeneration | K100 | Natural Gas Fired Combustion Turbine | 39.1 | 36 | IPP CHP
12454 | Mi-28 Water Power Project LLC | 54812 | Mile 28 Water Power Project | 1 | Conventional Hydroelectric | 0.7 | 0.7 | IPP Non-CHP
12454 | Mi-28 Water Power Project LLC | 54812 | Mile 28 Water Power Project | 2 | Conventional Hydroelectric | 0.7 | 0.7 | IPP Non-CHP
12465 | System Energy Resources, Inc | 6072 | Grand Gulf | 1 | Nuclear | 1440 | 1408.5 | Electric Utility
12469 | Milford Power Ltd Partnership | 54805 | Milford Power LP | GT-1 | Natural Gas Fired Combined Cycle | 128.9 | 107.9 | IPP Non-CHP
12469 | Milford Power Ltd Partnership | 54805 | Milford Power LP | ST-1 | Natural Gas Fired Combined Cycle | 49.1 | 40.1 | IPP Non-CHP
12490 | Middletown Power LLC | 562 | Middletown | 10 | Petroleum Liquids | 18.5 | 17.2 | IPP Non-CHP
12490 | Middletown Power LLC | 562 | Middletown | 2 | Petroleum Liquids | 113.6 | 117 | IPP Non-CHP
12490 | Middletown Power LLC | 562 | Middletown | 3 | Petroleum Liquids | 239.4 | 236 | IPP Non-CHP
12490 | Middletown Power LLC | 562 | Middletown | 4 | Petroleum Liquids | 414.9 | 400 | IPP Non-CHP
12492 | Midland Cogeneration Venture | 10745 | Midland Cogeneration Venture | 1G12 | Petroleum Liquids | 5.2 | 5.2 | IPP CHP
12492 | Midland Cogeneration Venture | 10745 | Midland Cogeneration Venture | BP15 | Natural Gas Fired Combined Cycle | 13.4 | 13.4 | IPP CHP
12492 | Midland Cogeneration Venture | 10745 | Midland Cogeneration Venture | GT10 | Natural Gas Fired Combined Cycle | 87.1 | 88 | IPP CHP
12492 | Midland Cogeneration Venture | 10745 | Midland Cogeneration Venture | GT11 | Natural Gas Fired Combined Cycle | 87.1 | 88 | IPP CHP
12492 | Midland Cogeneration Venture | 10745 | Midland Cogeneration Venture | GT12 | Natural Gas Fired Combined Cycle | 87.1 | 88 | IPP CHP
12492 | Midland Cogeneration Venture | 10745 | Midland Cogeneration Venture | GT13 | Natural Gas Fired Combined Cycle | 87.1 | 88 | IPP CHP
12492 | Midland Cogeneration Venture | 10745 | Midland Cogeneration Venture | GT14 | Natural Gas Fired Combined Cycle | 87.1 | 88 | IPP CHP
12492 | Midland Cogeneration Venture | 10745 | Midland Cogeneration Venture | GT3 | Natural Gas Fired Combined Cycle | 87.1 | 88 | IPP CHP
12492 | Midland Cogeneration Venture | 10745 | Midland Cogeneration Venture | GT4 | Natural Gas Fired Combined Cycle | 87.1 | 88 | IPP CHP
12492 | Midland Cogeneration Venture | 10745 | Midland Cogeneration Venture | GT5 | Natural Gas Fired Combined Cycle | 87.1 | 88 | IPP CHP
12492 | Midland Cogeneration Venture | 10745 | Midland Cogeneration Venture | GT6 | Natural Gas Fired Combined Cycle | 87.1 | 88 | IPP CHP
12492 | Midland Cogeneration Venture | 10745 | Midland Cogeneration Venture | GT7 | Natural Gas Fired Combined Cycle | 87.1 | 88 | IPP CHP
12492 | Midland Cogeneration Venture | 10745 | Midland Cogeneration Venture | GT8 | Natural Gas Fired Combined Cycle | 87.1 | 88 | IPP CHP
12492 | Midland Cogeneration Venture | 10745 | Midland Cogeneration Venture | GT9 | Natural Gas Fired Combined Cycle | 87.1 | 88 | IPP CHP
12492 | Midland Cogeneration Venture | 10745 | Midland Cogeneration Venture | ST1 | Natural Gas Fired Combined Cycle | 410 | 410 | IPP CHP
12492 | Midland Cogeneration Venture | 10745 | Midland Cogeneration Venture | ST2 | Natural Gas Fired Combined Cycle | 380 | 380 | IPP CHP
12501 | Midlothian Energy LLC | 55091 | Midlothian Energy Facility | STK1 | Natural Gas Fired Combined Cycle | 289 | 239 | IPP Non-CHP
12501 | Midlothian Energy LLC | 55091 | Midlothian Energy Facility | STK2 | Natural Gas Fired Combined Cycle | 289 | 239 | IPP Non-CHP
12501 | Midlothian Energy LLC | 55091 | Midlothian Energy Facility | STK3 | Natural Gas Fired Combined Cycle | 289 | 239 | IPP Non-CHP
12501 | Midlothian Energy LLC | 55091 | Midlothian Energy Facility | STK4 | Natural Gas Fired Combined Cycle | 289 | 239 | IPP Non-CHP
12501 | Midlothian Energy LLC | 55091 | Midlothian Energy Facility | STK5 | Natural Gas Fired Combined Cycle | 289 | 252 | IPP Non-CHP
12501 | Midlothian Energy LLC | 55091 | Midlothian Energy Facility | STK6 | Natural Gas Fired Combined Cycle | 289 | 252 | IPP Non-CHP
12502 | Middle Fork Irrigation Dist | 50917 | Middle Fork Irrigation District | GEN1 | Conventional Hydroelectric | 2 | 2 | IPP Non-CHP
12502 | Middle Fork Irrigation Dist | 50917 | Middle Fork Irrigation District | GEN2 | Conventional Hydroelectric | 0.5 | 0.5 | IPP Non-CHP
12502 | Middle Fork Irrigation Dist | 50917 | Middle Fork Irrigation District | GEN3 | Conventional Hydroelectric | 0.8 | 0.8 | IPP Non-CHP
12524 | Midwest Energy Inc | 1224 | Bird City | 1 | Petroleum Liquids | 2 | 2 | Electric Utility
12524 | Midwest Energy Inc | 1224 | Bird City | 2 | Petroleum Liquids | 2 | 2 | Electric Utility
12524 | Midwest Energy Inc | 1225 | Colby | GT1 | Natural Gas Fired Combustion Turbine | 16 | 13 | Electric Utility
12524 | Midwest Energy Inc | 56497 | Goodman Energy Center | 1 | Natural Gas Internal Combustion Engine | 8.4 | 8.2 | Electric Utility
12524 | Midwest Energy Inc | 56497 | Goodman Energy Center | 2 | Natural Gas Internal Combustion Engine | 8.4 | 8.2 | Electric Utility
12524 | Midwest Energy Inc | 56497 | Goodman Energy Center | 3 | Natural Gas Internal Combustion Engine | 8.4 | 8.2 | Electric Utility
12524 | Midwest Energy Inc | 56497 | Goodman Energy Center | 4 | Natural Gas Internal Combustion Engine | 8.4 | 8.2 | Electric Utility
12524 | Midwest Energy Inc | 56497 | Goodman Energy Center | 5 | Natural Gas Internal Combustion Engine | 8.4 | 8.2 | Electric Utility
12524 | Midwest Energy Inc | 56497 | Goodman Energy Center | 6 | Natural Gas Internal Combustion Engine | 8.4 | 8.2 | Electric Utility
12524 | Midwest Energy Inc | 56497 | Goodman Energy Center | 7 | Natural Gas Internal Combustion Engine | 8.4 | 8.2 | Electric Utility
12524 | Midwest Energy Inc | 56497 | Goodman Energy Center | 8 | Natural Gas Internal Combustion Engine | 8.4 | 8.2 | Electric Utility
12524 | Midwest Energy Inc | 56497 | Goodman Energy Center | 9 | Natural Gas Internal Combustion Engine | 8.4 | 8.2 | Electric Utility
12541 | City of Milford - (IA) | 1164 | Milford | 1 | Petroleum Liquids | 0.6 | 0.6 | Electric Utility
12541 | City of Milford - (IA) | 1164 | Milford | 4 | Petroleum Liquids | 0.5 | 0.5 | Electric Utility
12541 | City of Milford - (IA) | 1164 | Milford | 5 | Petroleum Liquids | 1.8 | 1.8 | Electric Utility
12541 | City of Milford - (IA) | 1164 | Milford | 6 | Petroleum Liquids | 1.8 | 1.8 | Electric Utility
12541 | City of Milford - (IA) | 1164 | Milford | 7 | Petroleum Liquids | 1.8 | 1.8 | Electric Utility
12562 | FPL Energy FPL E Mill Run WIndpower LLC | 55805 | Mill Run Windpower | G1 | Onshore Wind Turbine | 15 | 15 | IPP Non-CHP
12564 | Mid-Georgia Cogen LP | 55040 | Mid-Georgia Cogeneration Facility | CT1 | Natural Gas Fired Combined Cycle | 106.5 | 101.5 | IPP CHP
12564 | Mid-Georgia Cogen LP | 55040 | Mid-Georgia Cogeneration Facility | CT2 | Natural Gas Fired Combined Cycle | 106.5 | 101.5 | IPP CHP
12564 | Mid-Georgia Cogen LP | 55040 | Mid-Georgia Cogeneration Facility | ST1 | Natural Gas Fired Combined Cycle | 110 | 100 | IPP CHP
12568 | Milford Power Co LLC | 55126 | Milford Power Project | CA01 | Natural Gas Fired Combined Cycle | 289 | 253.6 | IPP Non-CHP
12568 | Milford Power Co LLC | 55126 | Milford Power Project | CA02 | Natural Gas Fired Combined Cycle | 289 | 253.1 | IPP Non-CHP
12582 | Minwind Energy LLC | 56002 | Minwind | 1 | Onshore Wind Turbine | 3.8 | 3.8 | IPP Non-CHP
12582 | Minwind Energy LLC | 56123 | Minwind 3-9 | 1 | Onshore Wind Turbine | 11.5 | 11.6 | IPP Non-CHP
12594 | Mills Shoals Hydro Co Inc | 10550 | High Shoals Hydro (NC) | GEN1 | Conventional Hydroelectric | 1.8 | 1.8 | IPP Non-CHP
12619 | Milwaukee Metro Sewerage Dist | 54851 | MMSD Jones Island Wastewater | GEN1 | Natural Gas Fired Combustion Turbine | 17.5 | 13 | Commercial CHP
12619 | Milwaukee Metro Sewerage Dist | 54851 | MMSD Jones Island Wastewater | SOL1 | Landfill Gas | 4.6 | 4.6 | Commercial CHP
12619 | Milwaukee Metro Sewerage Dist | 54851 | MMSD Jones Island Wastewater | SOL2 | Landfill Gas | 4.6 | 4.6 | Commercial CHP
12619 | Milwaukee Metro Sewerage Dist | 54851 | MMSD Jones Island Wastewater | SOL3 | Landfill Gas | 4.6 | 4.6 | Commercial CHP
12619 | Milwaukee Metro Sewerage Dist | 55525 | MMSD South Shore Wastewater | 1 | Other Waste Biomass | 1.5 | 1.4 | Commercial CHP
12619 | Milwaukee Metro Sewerage Dist | 55525 | MMSD South Shore Wastewater | 1CAT | Other Waste Biomass | 0.9 | 0.9 | Commercial CHP
12619 | Milwaukee Metro Sewerage Dist | 55525 | MMSD South Shore Wastewater | 2CAT | Other Waste Biomass | 0.9 | 0.9 | Commercial CHP
12619 | Milwaukee Metro Sewerage Dist | 55525 | MMSD South Shore Wastewater | 3CAT | Other Waste Biomass | 0.9 | 0.9 | Commercial CHP
12619 | Milwaukee Metro Sewerage Dist | 55525 | MMSD South Shore Wastewater | 4CAT | Other Waste Biomass | 0.9 | 0.9 | Commercial CHP
12625 | City of Minden - (LA) | 1447 | Minden | 1 | Natural Gas Steam Turbine | 12.5 | 12.5 | Electric Utility
12625 | City of Minden - (LA) | 1447 | Minden | 2 | Natural Gas Steam Turbine | 12.5 | 12.5 | Electric Utility
12625 | City of Minden - (LA) | 1447 | Minden | 3 | Petroleum Liquids | 2.5 | 2 | Electric Utility
12625 | City of Minden - (LA) | 1447 | Minden | 4 | Petroleum Liquids | 2.5 | 2 | Electric Utility
12625 | City of Minden - (LA) | 1447 | Minden | 5 | Petroleum Liquids | 1.4 | 1.3 | Electric Utility
12625 | City of Minden - (LA) | 1447 | Minden | 6 | Petroleum Liquids | 2 | 1.8 | Electric Utility
12625 | City of Minden - (LA) | 1447 | Minden | 7 | Petroleum Liquids | 2 | 1.8 | Electric Utility
12628 | NRG Chalk Point LLC | 1571 | Chalk Point LLC | 3 | Petroleum Liquids | 659 | 582 | IPP Non-CHP
12628 | NRG Chalk Point LLC | 1571 | Chalk Point LLC | 4 | Petroleum Liquids | 659 | 582 | IPP Non-CHP
12628 | NRG Chalk Point LLC | 1571 | Chalk Point LLC | GT1 | Petroleum Liquids | 16 | 16 | IPP Non-CHP
12628 | NRG Chalk Point LLC | 1571 | Chalk Point LLC | GT2 | Petroleum Liquids | 35 | 22 | IPP Non-CHP
12628 | NRG Chalk Point LLC | 1571 | Chalk Point LLC | GT3 | Petroleum Liquids | 103 | 73 | IPP Non-CHP
12628 | NRG Chalk Point LLC | 1571 | Chalk Point LLC | GT4 | Petroleum Liquids | 103 | 73 | IPP Non-CHP
12628 | NRG Chalk Point LLC | 1571 | Chalk Point LLC | GT5 | Petroleum Liquids | 125 | 81 | IPP Non-CHP
12628 | NRG Chalk Point LLC | 1571 | Chalk Point LLC | GT6 | Petroleum Liquids | 125 | 81 | IPP Non-CHP
12628 | NRG Chalk Point LLC | 1571 | Chalk Point LLC | SGT1 | Petroleum Liquids | 94 | 71 | IPP Non-CHP
12628 | NRG Chalk Point LLC | 1571 | Chalk Point LLC | ST1 | Conventional Steam Coal | 364 | 331 | IPP Non-CHP
12628 | NRG Chalk Point LLC | 1571 | Chalk Point LLC | ST2 | Conventional Steam Coal | 364 | 336 | IPP Non-CHP
12631 | NRG Delta LLC | 271 | Pittsburg Power | 5 | Natural Gas Steam Turbine | 326.4 | 312 | IPP Non-CHP
12631 | NRG Delta LLC | 271 | Pittsburg Power | 6 | Natural Gas Steam Turbine | 326.4 | 317 | IPP Non-CHP
12631 | NRG Delta LLC | 271 | Pittsburg Power | 7 | Natural Gas Steam Turbine | 751.1 | 682 | IPP Non-CHP
12632 | Minnesota Mining & Mfg Co | 10184 | Central Utility Plant | EG1 | Natural Gas Internal Combustion Engine | 6 | 2.6 | Commercial CHP
12632 | Minnesota Mining & Mfg Co | 10184 | Central Utility Plant | EG2 | Natural Gas Internal Combustion Engine | 6 | 1.9 | Commercial CHP
12632 | Minnesota Mining & Mfg Co | 10184 | Central Utility Plant | TG1 | Natural Gas Steam Turbine | 2.3 | 2.1 | Commercial CHP
12647 | ALLETE, Inc. | 378 | Prairie River | 1 | Conventional Hydroelectric | 0.7 | 0.3 | Electric Utility
12647 | ALLETE, Inc. | 378 | Prairie River | 2 | Conventional Hydroelectric | 0.3 | 0.3 | Electric Utility
12647 | ALLETE, Inc. | 1891 | Syl Laskin | 1 | Conventional Steam Coal | 58 | 44.4 | Electric Utility
12647 | ALLETE, Inc. | 1891 | Syl Laskin | 2 | Conventional Steam Coal | 58 | 44.5 | Electric Utility
12647 | ALLETE, Inc. | 1892 | Blanchard | 1 | Conventional Hydroelectric | 6 | 3.4 | Electric Utility
12647 | ALLETE, Inc. | 1892 | Blanchard | 2 | Conventional Hydroelectric | 6 | 4 | Electric Utility
12647 | ALLETE, Inc. | 1892 | Blanchard | 3 | Conventional Hydroelectric | 6 | 3.3 | Electric Utility
12647 | ALLETE, Inc. | 1893 | Clay Boswell | 1 | Conventional Steam Coal | 75 | 67.6 | Electric Utility
12647 | ALLETE, Inc. | 1893 | Clay Boswell | 2 | Conventional Steam Coal | 75 | 68.1 | Electric Utility
12647 | ALLETE, Inc. | 1893 | Clay Boswell | 3 | Conventional Steam Coal | 364.5 | 361.5 | Electric Utility
12647 | ALLETE, Inc. | 1893 | Clay Boswell | 4 | Conventional Steam Coal | 558 | 584.4 | Electric Utility
12647 | ALLETE, Inc. | 1893 | Clay Boswell | D4 | Petroleum Liquids | 0.8 | 0.8 | Electric Utility
12647 | ALLETE, Inc. | 1894 | Fond Du Lac | 1 | Conventional Hydroelectric | 12 | 12 | Electric Utility
12647 | ALLETE, Inc. | 1895 | Knife Falls | 1 | Conventional Hydroelectric | 0.8 | 0.8 | Electric Utility
12647 | ALLETE, Inc. | 1895 | Knife Falls | 2 | Conventional Hydroelectric | 0.8 | 0.8 | Electric Utility
12647 | ALLETE, Inc. | 1895 | Knife Falls | 3 | Conventional Hydroelectric | 0.8 | 0.8 | Electric Utility
12647 | ALLETE, Inc. | 1896 | Little Falls (MN) | 1 | Conventional Hydroelectric | 0.8 | 0.8 | Electric Utility
12647 | ALLETE, Inc. | 1896 | Little Falls (MN) | 2 | Conventional Hydroelectric | 0.8 | 0.8 | Electric Utility
12647 | ALLETE, Inc. | 1896 | Little Falls (MN) | 3 | Conventional Hydroelectric | 1 | 1 | Electric Utility
12647 | ALLETE, Inc. | 1896 | Little Falls (MN) | 4 | Conventional Hydroelectric | 1.2 | 1 | Electric Utility
12647 | ALLETE, Inc. | 1896 | Little Falls (MN) | 5 | Conventional Hydroelectric | 0.4 | 0.4 | Electric Utility
12647 | ALLETE, Inc. | 1896 | Little Falls (MN) | 6 | Conventional Hydroelectric | 0.4 | 0.4 | Electric Utility
12647 | ALLETE, Inc. | 1897 | M L Hibbard | 3 | Wood/Wood Waste Biomass | 35.3 | 25.6 | Commercial CHP
12647 | ALLETE, Inc. | 1897 | M L Hibbard | 4 | Wood/Wood Waste Biomass | 37.5 | 32.4 | Commercial CHP
12647 | ALLETE, Inc. | 1898 | Pillager | 1 | Conventional Hydroelectric | 0.8 | 0.7 | Electric Utility
12647 | ALLETE, Inc. | 1898 | Pillager | 2 | Conventional Hydroelectric | 0.8 | 0.7 | Electric Utility
12647 | ALLETE, Inc. | 1899 | Scanlon | 1 | Conventional Hydroelectric | 0.4 | 0.4 | Electric Utility
12647 | ALLETE, Inc. | 1899 | Scanlon | 2 | Conventional Hydroelectric | 0.4 | 0.4 | Electric Utility
12647 | ALLETE, Inc. | 1899 | Scanlon | 3 | Conventional Hydroelectric | 0.4 | 0.4 | Electric Utility
12647 | ALLETE, Inc. | 1899 | Scanlon | 4 | Conventional Hydroelectric | 0.4 | 0.4 | Electric Utility
12647 | ALLETE, Inc. | 1900 | Sylvan | 1 | Conventional Hydroelectric | 0.6 | 0.6 | Electric Utility
12647 | ALLETE, Inc. | 1900 | Sylvan | 2 | Conventional Hydroelectric | 0.6 | 0.6 | Electric Utility
12647 | ALLETE, Inc. | 1900 | Sylvan | 3 | Conventional Hydroelectric | 0.6 | 0.6 | Electric Utility
12647 | ALLETE, Inc. | 1901 | Thomson | 1 | Conventional Hydroelectric | 13 | 13 | Electric Utility
12647 | ALLETE, Inc. | 1901 | Thomson | 2 | Conventional Hydroelectric | 13 | 13 | Electric Utility
12647 | ALLETE, Inc. | 1901 | Thomson | 3 | Conventional Hydroelectric | 13 | 13 | Electric Utility
12647 | ALLETE, Inc. | 1901 | Thomson | 4 | Conventional Hydroelectric | 10.8 | 10.8 | Electric Utility
12647 | ALLETE, Inc. | 1901 | Thomson | 5 | Conventional Hydroelectric | 10.8 | 10.8 | Electric Utility
12647 | ALLETE, Inc. | 1901 | Thomson | 6 | Conventional Hydroelectric | 12 | 12 | Electric Utility
12647 | ALLETE, Inc. | 1902 | Winton | 2 | Conventional Hydroelectric | 2 | 2 | Electric Utility
12647 | ALLETE, Inc. | 1902 | Winton | 3 | Conventional Hydroelectric | 2 | 2 | Electric Utility
12647 | ALLETE, Inc. | 10075 | Taconite Harbor Energy Center | GEN1 | Conventional Steam Coal | 84 | 79 | Electric Utility
12647 | ALLETE, Inc. | 10075 | Taconite Harbor Energy Center | GEN2 | Conventional Steam Coal | 84 | 75.9 | Electric Utility
12647 | ALLETE, Inc. | 10075 | Taconite Harbor Energy Center | GEN3 | Conventional Steam Coal | 84 | 83.6 | Electric Utility
12647 | ALLETE, Inc. | 10686 | Rapids Energy Center | 6 | Wood/Wood Waste Biomass | 12.5 | 13.1 | Electric Utility
12647 | ALLETE, Inc. | 10686 | Rapids Energy Center | 7 | Wood/Wood Waste Biomass | 14 | 15.1 | Electric Utility
12647 | ALLETE, Inc. | 10686 | Rapids Energy Center | HYD | Conventional Hydroelectric | 1.9 | 0.8 | Electric Utility
12647 | ALLETE, Inc. | 56630 | Taconite Ridge 1 Wind Energy Center | 1 | Onshore Wind Turbine | 25 | 25 | Electric Utility
12647 | ALLETE, Inc. | 57038 | Bison I Wind Energy Center | PHS1 | Onshore Wind Turbine | 36.8 | 36.8 | Electric Utility
12647 | ALLETE, Inc. | 57038 | Bison I Wind Energy Center | PHS2 | Onshore Wind Turbine | 42.7 | 45 | Electric Utility
12647 | ALLETE, Inc. | 57800 | Bison 2 Wind Energy Center | BISO2 | Onshore Wind Turbine | 105 | 105 | Electric Utility
12647 | ALLETE, Inc. | 57801 | Bison 3 Wind Energy Center | BISO3 | Onshore Wind Turbine | 105 | 105 | Electric Utility
12653 | GenOn Mid-Atlantic LLC | 1572 | Dickerson | 2 | Conventional Steam Coal | 196 | 173 | IPP Non-CHP
12653 | GenOn Mid-Atlantic LLC | 1572 | Dickerson | 3 | Conventional Steam Coal | 196 | 173 | IPP Non-CHP
12653 | GenOn Mid-Atlantic LLC | 1572 | Dickerson | GT1 | Petroleum Liquids | 19 | 18 | IPP Non-CHP
12653 | GenOn Mid-Atlantic LLC | 1572 | Dickerson | GT2 | Natural Gas Fired Combustion Turbine | 163 | 147 | IPP Non-CHP
12653 | GenOn Mid-Atlantic LLC | 1572 | Dickerson | GT3 | Natural Gas Fired Combustion Turbine | 163 | 147 | IPP Non-CHP
12653 | GenOn Mid-Atlantic LLC | 1572 | Dickerson | ST1 | Conventional Steam Coal | 196 | 173 | IPP Non-CHP
12653 | GenOn Mid-Atlantic LLC | 1573 | Morgantown Generating Plant | 3 | Petroleum Liquids | 65 | 48 | IPP Non-CHP
12653 | GenOn Mid-Atlantic LLC | 1573 | Morgantown Generating Plant | 4 | Petroleum Liquids | 65 | 48 | IPP Non-CHP
12653 | GenOn Mid-Atlantic LLC | 1573 | Morgantown Generating Plant | 5 | Petroleum Liquids | 65 | 48 | IPP Non-CHP
12653 | GenOn Mid-Atlantic LLC | 1573 | Morgantown Generating Plant | 6 | Petroleum Liquids | 65 | 48 | IPP Non-CHP
12653 | GenOn Mid-Atlantic LLC | 1573 | Morgantown Generating Plant | GT1 | Petroleum Liquids | 18 | 13 | IPP Non-CHP
12653 | GenOn Mid-Atlantic LLC | 1573 | Morgantown Generating Plant | GT2 | Petroleum Liquids | 18 | 13 | IPP Non-CHP
12653 | GenOn Mid-Atlantic LLC | 1573 | Morgantown Generating Plant | ST1 | Conventional Steam Coal | 626 | 596 | IPP Non-CHP
12653 | GenOn Mid-Atlantic LLC | 1573 | Morgantown Generating Plant | ST2 | Conventional Steam Coal | 626 | 609 | IPP Non-CHP
12658 | Minnkota Power Coop, Inc | 2823 | Milton R Young | 1 | Conventional Steam Coal | 257 | 237 | Electric Utility
12658 | Minnkota Power Coop, Inc | 2823 | Milton R Young | 2 | Conventional Steam Coal | 477 | 447 | Electric Utility
12667 | Minnesota Municipal Power Agny | 7844 | Minnesota River | UOO1 | Natural Gas Fired Combustion Turbine | 49 | 39 | Electric Utility
12667 | Minnesota Municipal Power Agny | 56164 | Faribault Energy Park | EU01 | Natural Gas Fired Combined Cycle | 212.5 | 153 | Electric Utility
12667 | Minnesota Municipal Power Agny | 56164 | Faribault Energy Park | HRSG | Natural Gas Fired Combined Cycle | 122 | 108 | Electric Utility
12667 | Minnesota Municipal Power Agny | 57432 | Oak Glen Wind Farm | 1 | Onshore Wind Turbine | 44 | 44 | Electric Utility
12670 | Missouri Jnt Muni.Pwr Elec. Ut. Comm. | 56478 | MJMEUC Generating Station #1 | 0001 | Natural Gas Fired Combustion Turbine | 13.3 | 11.3 | Electric Utility
12685 | Entergy Mississippi Inc | 2050 | Baxter Wilson | 1 | Natural Gas Steam Turbine | 544.6 | 495.6 | Electric Utility
12685 | Entergy Mississippi Inc | 2050 | Baxter Wilson | 2 | Natural Gas Steam Turbine | 783 | 647.6 | Electric Utility
12685 | Entergy Mississippi Inc | 2053 | Rex Brown | 3 | Natural Gas Steam Turbine | 66 | 44 | Electric Utility
12685 | Entergy Mississippi Inc | 2053 | Rex Brown | 4 | Natural Gas Steam Turbine | 238.7 | 199.5 | Electric Utility
12685 | Entergy Mississippi Inc | 2053 | Rex Brown | GT1 | Petroleum Liquids | 10 | 9.1 | Electric Utility
12685 | Entergy Mississippi Inc | 8054 | Gerald Andrus | 1 | Natural Gas Steam Turbine | 781.4 | 672.6 | Electric Utility
12685 | Entergy Mississippi Inc | 55218 | Hinds Energy Facility | H01 | Natural Gas Fired Combined Cycle | 176.6 | 143.7 | Electric Utility
12685 | Entergy Mississippi Inc | 55218 | Hinds Energy Facility | H02 | Natural Gas Fired Combined Cycle | 176.6 | 144.3 | Electric Utility
12685 | Entergy Mississippi Inc | 55218 | Hinds Energy Facility | H03 | All Other | 198.1 | 158.3 | Electric Utility
12685 | Entergy Mississippi Inc | 55220 | Attala | A01 | Natural Gas Fired Combined Cycle | 176.6 | 150.7 | Electric Utility
12685 | Entergy Mississippi Inc | 55220 | Attala | A02 | Natural Gas Fired Combined Cycle | 176.6 | 149.3 | Electric Utility
12685 | Entergy Mississippi Inc | 55220 | Attala | A03 | Natural Gas Fired Combined Cycle | 198.1 | 157.3 | Electric Utility
12686 | Mississippi Power Co | 2047 | Chevron Oil | 1 | Natural Gas Fired Combustion Turbine | 16.6 | 15 | Electric Utility
12686 | Mississippi Power Co | 2047 | Chevron Oil | 2 | Natural Gas Fired Combustion Turbine | 16.6 | 15 | Electric Utility
12686 | Mississippi Power Co | 2047 | Chevron Oil | 3 | Natural Gas Fired Combustion Turbine | 18 | 16 | Electric Utility
12686 | Mississippi Power Co | 2047 | Chevron Oil | 4 | Natural Gas Fired Combustion Turbine | 18 | 16 | Electric Utility
12686 | Mississippi Power Co | 2047 | Chevron Oil | 5 | Natural Gas Fired Combustion Turbine | 101.3 | 68 | Electric Utility
12686 | Mississippi Power Co | 2048 | Sweatt | 1 | Natural Gas Steam Turbine | 46 | 46 | Electric Utility
12686 | Mississippi Power Co | 2048 | Sweatt | 2 | Natural Gas Steam Turbine | 49 | 46 | Electric Utility
12686 | Mississippi Power Co | 2048 | Sweatt | A | Natural Gas Fired Combustion Turbine | 41.9 | 32 | Electric Utility
12686 | Mississippi Power Co | 2049 | Jack Watson | 1 | Natural Gas Steam Turbine | 93.8 | 76 | Electric Utility
12686 | Mississippi Power Co | 2049 | Jack Watson | 2 | Natural Gas Steam Turbine | 93.8 | 76 | Electric Utility
12686 | Mississippi Power Co | 2049 | Jack Watson | 3 | Natural Gas Steam Turbine | 108.8 | 107 | Electric Utility
12686 | Mississippi Power Co | 2049 | Jack Watson | 4 | Conventional Steam Coal | 299.2 | 232 | Electric Utility
12686 | Mississippi Power Co | 2049 | Jack Watson | 5 | Conventional Steam Coal | 578 | 474 | Electric Utility
12686 | Mississippi Power Co | 2049 | Jack Watson | A | Natural Gas Fired Combustion Turbine | 41.9 | 33 | Electric Utility
12686 | Mississippi Power Co | 6073 | Victor J Daniel Jr | 1 | Conventional Steam Coal | 548.3 | 510 | Electric Utility
12686 | Mississippi Power Co | 6073 | Victor J Daniel Jr | 2 | Conventional Steam Coal | 548.3 | 510 | Electric Utility
12686 | Mississippi Power Co | 6073 | Victor J Daniel Jr | 3 | Natural Gas Fired Combined Cycle | 185.5 | 154.5 | Electric Utility
12686 | Mississippi Power Co | 6073 | Victor J Daniel Jr | 3CT | Natural Gas Fired Combined Cycle | 185.5 | 154.5 | Electric Utility
12686 | Mississippi Power Co | 6073 | Victor J Daniel Jr | 3ST | Natural Gas Fired Combined Cycle | 195.2 | 175 | Electric Utility
12686 | Mississippi Power Co | 6073 | Victor J Daniel Jr | 4 | Natural Gas Fired Combined Cycle | 185.5 | 156.5 | Electric Utility
12686 | Mississippi Power Co | 6073 | Victor J Daniel Jr | 4CT | Natural Gas Fired Combined Cycle | 185.5 | 156.5 | Electric Utility
12686 | Mississippi Power Co | 6073 | Victor J Daniel Jr | 4ST | Natural Gas Fired Combined Cycle | 195.2 | 175 | Electric Utility
12686 | Mississippi Power Co | 57037 | Kemper County IGCC Project | 1A | Natural Gas Fired Combined Cycle | 235.5 | 204.5 | Electric Utility
12686 | Mississippi Power Co | 57037 | Kemper County IGCC Project | 1B | Natural Gas Fired Combined Cycle | 235.5 | 204.5 | Electric Utility
12686 | Mississippi Power Co | 57037 | Kemper County IGCC Project | 1C | Natural Gas Fired Combined Cycle | 369 | 146.2 | Electric Utility
12687 | Midway-Sunset Cogeneration Co | 52169 | Midway Sunset Cogen | A | Natural Gas Fired Combustion Turbine | 78 | 73 | Industrial CHP
12687 | Midway-Sunset Cogeneration Co | 52169 | Midway Sunset Cogen | B | Natural Gas Fired Combustion Turbine | 78 | 73 | Industrial CHP
12687 | Midway-Sunset Cogeneration Co | 52169 | Midway Sunset Cogen | C | Natural Gas Fired Combustion Turbine | 78 | 73 | Industrial CHP
12704 | Mississippi Baptist Medical | 54203 | Mississippi Baptist Medical Center | A | Natural Gas Fired Combustion Turbine | 4.2 | 4 | Commercial CHP
12710 | Missouri Basin Muni Power Agny | 7247 | Watertown Power Plant | 1 | Petroleum Liquids | 67.5 | 45.8 | Electric Utility
12713 | Millennium Power Partners LP | 55079 | Millennium Power | CT01 | Natural Gas Fired Combined Cycle | 230 | 214.8 | IPP Non-CHP
12713 | Millennium Power Partners LP | 55079 | Millennium Power | ST01 | Natural Gas Fired Combined Cycle | 130 | 120.1 | IPP Non-CHP
12736 | Exxon Mobil Oil Corporation | 50624 | ExxonMobil Oil Torrance Refinery | EXP1 | All Other | 7.5 | 7.5 | Industrial CHP
12736 | Exxon Mobil Oil Corporation | 50624 | ExxonMobil Oil Torrance Refinery | GTG1 | Natural Gas Fired Combustion Turbine | 22.5 | 22.5 | Industrial CHP
12736 | Exxon Mobil Oil Corporation | 50624 | ExxonMobil Oil Torrance Refinery | STG1 | All Other | 19.3 | 19.3 | Industrial CHP
12739 | Mobile Energy LLC | 55241 | Hog Bayou Energy Center | CT01 | Natural Gas Fired Combined Cycle | 200 | 155 | IPP Non-CHP
12739 | Mobile Energy LLC | 55241 | Hog Bayou Energy Center | ST01 | Natural Gas Fired Combined Cycle | 80 | 75 | IPP Non-CHP
12745 | Modesto Irrigation District | 151 | McClure | 1 | Petroleum Liquids | 71.2 | 56 | Electric Utility
12745 | Modesto Irrigation District | 151 | McClure | 2 | Natural Gas Fired Combustion Turbine | 71.2 | 56 | Electric Utility
12745 | Modesto Irrigation District | 7266 | Woodland | 2 | Natural Gas Fired Combined Cycle | 37.7 | 37 | Electric Utility
12745 | Modesto Irrigation District | 7266 | Woodland | 3 | Natural Gas Fired Combined Cycle | 60.5 | 48 | Electric Utility
12745 | Modesto Irrigation District | 7266 | Woodland | 3A | Natural Gas Internal Combustion Engine | 8.4 | 8.2 | Electric Utility
12745 | Modesto Irrigation District | 7266 | Woodland | 3B | Natural Gas Internal Combustion Engine | 8.4 | 8.2 | Electric Utility
12745 | Modesto Irrigation District | 7266 | Woodland | 3C | Natural Gas Internal Combustion Engine | 8.4 | 8.2 | Electric Utility
12745 | Modesto Irrigation District | 7266 | Woodland | 3D | Natural Gas Internal Combustion Engine | 8.4 | 8.2 | Electric Utility
12745 | Modesto Irrigation District | 7266 | Woodland | 3E | Natural Gas Internal Combustion Engine | 8.4 | 8.2 | Electric Utility
12745 | Modesto Irrigation District | 7266 | Woodland | 3F | Natural Gas Internal Combustion Engine | 8.4 | 8.2 | Electric Utility
12745 | Modesto Irrigation District | 7266 | Woodland | NA1 | Natural Gas Fired Combustion Turbine | 50.4 | 48 | Electric Utility
12745 | Modesto Irrigation District | 50755 | New Hogan Power Plant | GEN1 | Conventional Hydroelectric | 2 | 1.9 | Electric Utility
12745 | Modesto Irrigation District | 50755 | New Hogan Power Plant | GEN2 | Conventional Hydroelectric | 1 | 0.9 | Electric Utility
12745 | Modesto Irrigation District | 56135 | Ripon Generation Station | 1 | Natural Gas Fired Combustion Turbine | 60.5 | 48 | Electric Utility
12745 | Modesto Irrigation District | 56135 | Ripon Generation Station | 2 | Natural Gas Fired Combustion Turbine | 60.5 | 48 | Electric Utility
12758 | Model City Energy LLC | 55757 | Model City Energy Facility | GEN1 | Landfill Gas | 0.8 | 0.8 | IPP Non-CHP
12758 | Model City Energy LLC | 55757 | Model City Energy Facility | GEN2 | Landfill Gas | 0.8 | 0.8 | IPP Non-CHP
12758 | Model City Energy LLC | 55757 | Model City Energy Facility | GEN3 | Landfill Gas | 0.8 | 0.8 | IPP Non-CHP
12758 | Model City Energy LLC | 55757 | Model City Energy Facility | GEN4 | Landfill Gas | 0.8 | 0.8 | IPP Non-CHP
12758 | Model City Energy LLC | 55757 | Model City Energy Facility | GEN5 | Landfill Gas | 0.8 | 0.8 | IPP Non-CHP
12758 | Model City Energy LLC | 55757 | Model City Energy Facility | GEN6 | Landfill Gas | 0.8 | 0.8 | IPP Non-CHP
12758 | Model City Energy LLC | 55757 | Model City Energy Facility | GEN7 | Landfill Gas | 0.8 | 0.8 | IPP Non-CHP
12773 | Monmouth Energy Inc | 55618 | Monmouth Landfill Gas to Energy | GEN1 | Landfill Gas | 4.9 | 3.3 | IPP Non-CHP
12773 | Monmouth Energy Inc | 55618 | Monmouth Landfill Gas to Energy | GEN2 | Landfill Gas | 4.9 | 3.3 | IPP Non-CHP
12792 | NRG New York LLC | 2625 | Bowline Point | 1 | Natural Gas Steam Turbine | 621 | 575 | IPP Non-CHP
12792 | NRG New York LLC | 2625 | Bowline Point | 2 | Natural Gas Steam Turbine | 621 | 562 | IPP Non-CHP
12796 | Monongahela Power Co | 3943 | FirstEnergy Fort Martin Power Station | 1 | Conventional Steam Coal | 576 | 552 | Electric Utility
12796 | Monongahela Power Co | 3943 | FirstEnergy Fort Martin Power Station | 2 | Conventional Steam Coal | 576 | 546 | Electric Utility
12802 | City of Monroe City - (MO) | 2146 | Monroe (MO) | 10 | Petroleum Liquids | 1.6 | 1.6 | Electric Utility
12802 | City of Monroe City - (MO) | 2146 | Monroe (MO) | 11 | Petroleum Liquids | 1.8 | 1.8 | Electric Utility
12802 | City of Monroe City - (MO) | 2146 | Monroe (MO) | 12 | Petroleum Liquids | 1.8 | 1.8 | Electric Utility
12802 | City of Monroe City - (MO) | 2146 | Monroe (MO) | 5 | Petroleum Liquids | 2 | 1.6 | Electric Utility
12802 | City of Monroe City - (MO) | 2146 | Monroe (MO) | 8 | Petroleum Liquids | 1.6 | 1.6 | Electric Utility
12802 | City of Monroe City - (MO) | 2146 | Monroe (MO) | 9 | Petroleum Liquids | 1.6 | 1.6 | Electric Utility
12807 | Michigan South Central Pwr Agy | 4259 | Endicott Station | 1 | Conventional Steam Coal | 55 | 55 | Electric Utility
12834 | Dutchess County RRA | 10305 | Dutchess Cnty Resource Recovery Facility | GEN1 | Municipal Solid Waste | 9.2 | 7.2 | Commercial CHP
12839 | City of Montezuma - (IA) | 1165 | Montezuma | 1 | Petroleum Liquids | 0.2 | 0.2 | Electric Utility
12839 | City of Montezuma - (IA) | 1165 | Montezuma | 10 | Petroleum Liquids | 0.2 | 0.2 | Electric Utility
12839 | City of Montezuma - (IA) | 1165 | Montezuma | 4 | Petroleum Liquids | 0.5 | 0.5 | Electric Utility
12839 | City of Montezuma - (IA) | 1165 | Montezuma | 5 | Petroleum Liquids | 1.1 | 1 | Electric Utility
12839 | City of Montezuma - (IA) | 1165 | Montezuma | 6 | Natural Gas Internal Combustion Engine | 1.7 | 1.6 | Electric Utility
12839 | City of Montezuma - (IA) | 1165 | Montezuma | 7 | Natural Gas Internal Combustion Engine | 2.5 | 2.3 | Electric Utility
12839 | City of Montezuma - (IA) | 1165 | Montezuma | 8 | Petroleum Liquids | 1.8 | 1.8 | Electric Utility
12839 | City of Montezuma - (IA) | 1165 | Montezuma | 9 | Petroleum Liquids | 1.8 | 1.8 | Electric Utility
12850 | Monterey Cnty Water Res Agency | 50352 | Nacimiento Hydro Project | 1 | Conventional Hydroelectric | 4 | 3.7 | IPP Non-CHP
12850 | Monterey Cnty Water Res Agency | 50352 | Nacimiento Hydro Project | 2 | Conventional Hydroelectric | 0.4 | 0.3 | IPP Non-CHP
12866 | Moon Lake Electric Assn Inc | 3704 | Uintah | 1 | Conventional Hydroelectric | 0.6 | 0.6 | Electric Utility
12866 | Moon Lake Electric Assn Inc | 3704 | Uintah | 2 | Conventional Hydroelectric | 0.6 | 0.6 | Electric Utility
12869 | Monterey Regional Waste Mgmt | 10748 | Marina Landfill Gas | U1C06 | Landfill Gas | 1.6 | 1.6 | Commercial Non-CHP
12869 | Monterey Regional Waste Mgmt | 10748 | Marina Landfill Gas | U2J02 | Landfill Gas | 1 | 1 | Commercial Non-CHP
12869 | Monterey Regional Waste Mgmt | 10748 | Marina Landfill Gas | U3J98 | Landfill Gas | 1 | 1 | Commercial Non-CHP
12869 | Monterey Regional Waste Mgmt | 10748 | Marina Landfill Gas | U4J08 | Landfill Gas | 1.4 | 1.4 | Commercial Non-CHP
12894 | City of Moorhead - (MN) | 7855 | Moorhead Wind Turbine | 8 | Onshore Wind Turbine | 0.7 | 0.7 | Electric Utility
12894 | City of Moorhead - (MN) | 7855 | Moorhead Wind Turbine | 9 | Onshore Wind Turbine | 0.7 | 0.7 | Electric Utility
12894 | City of Moorhead - (MN) | 57910 | Centennial Generating Station | 1 | Petroleum Liquids | 2.3 | 2 | Electric Utility
12894 | City of Moorhead - (MN) | 57910 | Centennial Generating Station | 2 | Petroleum Liquids | 2.3 | 2 | Electric Utility
12894 | City of Moorhead - (MN) | 57910 | Centennial Generating Station | 3 | Petroleum Liquids | 2.3 | 2 | Electric Utility
12894 | City of Moorhead - (MN) | 57910 | Centennial Generating Station | 4 | Petroleum Liquids | 2.3 | 2 | Electric Utility
12894 | City of Moorhead - (MN) | 57910 | Centennial Generating Station | 5 | Petroleum Liquids | 2.3 | 2 | Electric Utility
12897 | Moose Lake Water & Light Comm | 1996 | Moose Lake | 1 | Petroleum Liquids | 1.3 | 1.3 | Electric Utility
12897 | Moose Lake Water & Light Comm | 1996 | Moose Lake | 2 | Petroleum Liquids | 1.1 | 1.1 | Electric Utility
12897 | Moose Lake Water & Light Comm | 1996 | Moose Lake | 4 | Petroleum Liquids | 1.3 | 1.3 | Electric Utility
12897 | Moose Lake Water & Light Comm | 1996 | Moose Lake | 5 | Petroleum Liquids | 2.1 | 2.3 | Electric Utility
12897 | Moose Lake Water & Light Comm | 1996 | Moose Lake | 6 | Petroleum Liquids | 2.1 | 2.3 | Electric Utility
12897 | Moose Lake Water & Light Comm | 1996 | Moose Lake | 7 | Petroleum Liquids | 2.1 | 2.3 | Electric Utility
12900 | City of Mora - (MN) | 1997 | Mora | 2 | Natural Gas Internal Combustion Engine | 1.1 | 1.2 | Electric Utility
12900 | City of Mora - (MN) | 1997 | Mora | 5 | Natural Gas Internal Combustion Engine | 5.7 | 5.7 | Electric Utility
12900 | City of Mora - (MN) | 1997 | Mora | 6 | Natural Gas Internal Combustion Engine | 7 | 6.3 | Electric Utility
12944 | City of Morganton - (NC) | 55534 | Water Filter Plant #2 | 1299 | Petroleum Liquids | 1.8 | 1.7 | Electric Utility
12944 | City of Morganton - (NC) | 56553 | Catawba River Pollution Control | 1234 | Petroleum Liquids | 1.3 | 1.1 | Commercial Non-CHP
12944 | City of Morganton - (NC) | 56892 | Silver Creek Lift Station | 1255 | Petroleum Liquids | 0.2 | 0.2 | Electric Utility
12949 | Morgantown Energy Associates | 10743 | Morgantown Energy Facility | GEN1 | Conventional Steam Coal | 68.9 | 50 | IPP CHP
12981 | Motiva Enterprises LLC | 50973 | Motiva Enterprises Port Arthur Refinery | GN31 | Natural Gas Fired Combined Cycle | 10 | 8.4 | Industrial CHP
12981 | Motiva Enterprises LLC | 50973 | Motiva Enterprises Port Arthur Refinery | GN32 | Natural Gas Fired Combined Cycle | 15.6 | 10.5 | Industrial CHP
12981 | Motiva Enterprises LLC | 50973 | Motiva Enterprises Port Arthur Refinery | GN33 | Natural Gas Fired Combined Cycle | 25.5 | 21.5 | Industrial CHP
12981 | Motiva Enterprises LLC | 50973 | Motiva Enterprises Port Arthur Refinery | GN34 | Natural Gas Fired Combustion Turbine | 18.8 | 15.6 | Industrial CHP
12981 | Motiva Enterprises LLC | 50973 | Motiva Enterprises Port Arthur Refinery | GN35 | Natural Gas Fired Combined Cycle | 40.5 | 39 | Industrial CHP
12981 | Motiva Enterprises LLC | 50973 | Motiva Enterprises Port Arthur Refinery | GN41 | Natural Gas Fired Combined Cycle | 41.6 | 36.1 | Industrial CHP
12981 | Motiva Enterprises LLC | 50973 | Motiva Enterprises Port Arthur Refinery | GN42 | Natural Gas Fired Combined Cycle | 41.6 | 36.1 | Industrial CHP
12981 | Motiva Enterprises LLC | 50973 | Motiva Enterprises Port Arthur Refinery | GN43 | Natural Gas Fired Combined Cycle | 41.6 | 36.1 | Industrial CHP
12981 | Motiva Enterprises LLC | 50973 | Motiva Enterprises Port Arthur Refinery | GN44 | Natural Gas Fired Combined Cycle | 41.6 | 36.1 | Industrial CHP
12986 | Morton Salt Inc | 54335 | Morton Salt Rittman | GEN1 | Conventional Steam Coal | 1.5 | 1.5 | Industrial CHP
12989 | Village of Morrisville - (VT) | 678 | W K Sanders | 1 | Conventional Hydroelectric | 0.9 | 0.7 | Electric Utility
12989 | Village of Morrisville - (VT) | 678 | W K Sanders | 2 | Conventional Hydroelectric | 0.9 | 0.7 | Electric Utility
12989 | Village of Morrisville - (VT) | 3764 | Morrisville | 1 | Conventional Hydroelectric | 0.6 | 0.5 | Electric Utility
12989 | Village of Morrisville - (VT) | 3764 | Morrisville | 2 | Conventional Hydroelectric | 1.2 | 1 | Electric Utility
12989 | Village of Morrisville - (VT) | 3765 | Cadys Falls | 1 | Conventional Hydroelectric | 0.8 | 0.5 | Electric Utility
12989 | Village of Morrisville - (VT) | 3765 | Cadys Falls | 2 | Conventional Hydroelectric | 0.8 | 0.6 | Electric Utility
13008 | Expera Mosinee LLC | 50614 | Expera Specialty Solutions - Mosinee Mill | GEN1 | Wood/Wood Waste Biomass | 15 | 13 | Industrial CHP
13008 | Expera Mosinee LLC | 50614 | Expera Specialty Solutions - Mosinee Mill | HYD1 | Conventional Hydroelectric | 2.2 | 2 | Industrial CHP
13008 | Expera Mosinee LLC | 50614 | Expera Specialty Solutions - Mosinee Mill | HYD2 | Conventional Hydroelectric | 0.6 | 0.7 | Industrial CHP
13008 | Expera Mosinee LLC | 50614 | Expera Specialty Solutions - Mosinee Mill | HYD3 | Conventional Hydroelectric | 0.6 | 0.7 | Industrial CHP
13008 | Expera Mosinee LLC | 50614 | Expera Specialty Solutions - Mosinee Mill | WEST | Wood/Wood Waste Biomass | 5 | 5 | Industrial CHP
13037 | City of Mt Pleasant - (UT) | 7015 | Unit 4 | 1 | Conventional Hydroelectric | 1.5 | 1.1 | Electric Utility
13038 | City of Mt Pleasant - (IA) | 1166 | Mt Pleasant | 1 | Petroleum Liquids | 2 | 2 | Electric Utility
13038 | City of Mt Pleasant - (IA) | 1166 | Mt Pleasant | 10 | Petroleum Liquids | 2 | 2 | Electric Utility
13038 | City of Mt Pleasant - (IA) | 1166 | Mt Pleasant | 11 | Petroleum Liquids | 2 | 2 | Electric Utility
13038 | City of Mt Pleasant - (IA) | 1166 | Mt Pleasant | 12 | Petroleum Liquids | 2 | 2 | Electric Utility
13038 | City of Mt Pleasant - (IA) | 1166 | Mt Pleasant | 2 | Petroleum Liquids | 2 | 2 | Electric Utility
13038 | City of Mt Pleasant - (IA) | 1166 | Mt Pleasant | 3 | Petroleum Liquids | 2 | 2 | Electric Utility
13038 | City of Mt Pleasant - (IA) | 1166 | Mt Pleasant | 4A | Petroleum Liquids | 2 | 2 | Electric Utility
13038 | City of Mt Pleasant - (IA) | 1166 | Mt Pleasant | 5A | Petroleum Liquids | 2 | 2 | Electric Utility
13038 | City of Mt Pleasant - (IA) | 1166 | Mt Pleasant | 6 | Petroleum Liquids | 2 | 2 | Electric Utility
13038 | City of Mt Pleasant - (IA) | 1166 | Mt Pleasant | 7 | Petroleum Liquids | 2 | 2 | Electric Utility
13038 | City of Mt Pleasant - (IA) | 1166 | Mt Pleasant | 8 | Petroleum Liquids | 2 | 2 | Electric Utility
13038 | City of Mt Pleasant - (IA) | 1166 | Mt Pleasant | 9 | Petroleum Liquids | 2 | 2 | Electric Utility
13048 | City of Mountain Lake - (MN) | 1998 | Mountain Lake | 2 | Petroleum Liquids | 1.1 | 0.9 | Electric Utility
13048 | City of Mountain Lake - (MN) | 1998 | Mountain Lake | 4 | Petroleum Liquids | 2 | 1.8 | Electric Utility
13048 | City of Mountain Lake - (MN) | 1998 | Mountain Lake | 5 | Petroleum Liquids | 1.3 | 1.2 | Electric Utility
13048 | City of Mountain Lake - (MN) | 1998 | Mountain Lake | 6 | Petroleum Liquids | 1.8 | 1.8 | Electric Utility
13048 | City of Mountain Lake - (MN) | 1998 | Mountain Lake | 7 | Petroleum Liquids | 1.8 | 1.8 | Electric Utility
13048 | City of Mountain Lake - (MN) | 1998 | Mountain Lake | 8 | Onshore Wind Turbine | 1.2 | 1.2 | Electric Utility
13060 | Mt Poso Cogeneration Co | 54626 | Mt Poso Cogeneration | TG01 | Wood/Wood Waste Biomass | 62 | 42.4 | IPP CHP
13095 | City of Mulvane - (KS) | 1308 | Mulvane Power Plant | 1 | Petroleum Liquids | 0.3 | 0.2 | Electric Utility
13095 | City of Mulvane - (KS) | 1308 | Mulvane Power Plant | 2 | Petroleum Liquids | 0.3 | 0.2 | Electric Utility
13095 | City of Mulvane - (KS) | 1308 | Mulvane Power Plant | 3 | Natural Gas Internal Combustion Engine | 1.3 | 1.2 | Electric Utility
13095 | City of Mulvane - (KS) | 1308 | Mulvane Power Plant | 4 | Natural Gas Internal Combustion Engine | 1.3 | 1.2 | Electric Utility
13095 | City of Mulvane - (KS) | 1308 | Mulvane Power Plant | 5 | Petroleum Liquids | 0.8 | 0.6 | Electric Utility
13095 | City of Mulvane - (KS) | 1308 | Mulvane Power Plant | 6 | Natural Gas Internal Combustion Engine | 2 | 1.9 | Electric Utility
13095 | City of Mulvane - (KS) | 1308 | Mulvane Power Plant | 7 | Petroleum Liquids | 0.6 | 0.6 | Electric Utility
13095 | City of Mulvane - (KS) | 1308 | Mulvane Power Plant | 8 | Petroleum Liquids | 0.6 | 0.5 | Electric Utility
13095 | City of Mulvane - (KS) | 7976 | Mulvane 2 | 10 | Petroleum Liquids | 4.1 | 3.8 | Electric Utility
13095 | City of Mulvane - (KS) | 7976 | Mulvane 2 | 11 | Petroleum Liquids | 4.1 | 3.8 | Electric Utility
13095 | City of Mulvane - (KS) | 7976 | Mulvane 2 | 9 | Petroleum Liquids | 1 | 1 | Electric Utility
13100 | Municipal Electric Authority | 7946 | Wansley Unit 9 | CT1 | Natural Gas Fired Combined Cycle | 171 | 145.3 | Electric Utility
13100 | Municipal Electric Authority | 7946 | Wansley Unit 9 | CT2 | Natural Gas Fired Combined Cycle | 171 | 144.9 | Electric Utility
13100 | Municipal Electric Authority | 7946 | Wansley Unit 9 | ST1 | Natural Gas Fired Combined Cycle | 226 | 205.8 | Electric Utility
13124 | Murphy - Brown LLC | 55002 | Murphy-Brown LLC | 01 | Petroleum Liquids | 1.2 | 1.2 | Industrial Non-CHP
13124 | Murphy - Brown LLC | 55002 | Murphy-Brown LLC | 02 | Petroleum Liquids | 1.2 | 1.2 | Industrial Non-CHP
13137 | City of Murray - (UT) | 6537 | Little Cottonwood | 1 | Conventional Hydroelectric | 2.4 | 2.4 | Electric Utility
13137 | City of Murray - (UT) | 6537 | Little Cottonwood | 2 | Conventional Hydroelectric | 2.4 | 2.4 | Electric Utility
13137 | City of Murray - (UT) | 8010 | Murray Turbine | 1 | Natural Gas Fired Combustion Turbine | 14 | 12 | Electric Utility
13137 | City of Murray - (UT) | 8010 | Murray Turbine | 2 | Natural Gas Fired Combustion Turbine | 14 | 12 | Electric Utility
13137 | City of Murray - (UT) | 8010 | Murray Turbine | 3 | Natural Gas Fired Combustion Turbine | 14 | 12 | Electric Utility
13143 | Board of Water Electric & Communications | 1167 | Muscatine Plant #1 | 7 | Conventional Steam Coal | 25 | 24.5 | Electric Utility
13143 | Board of Water Electric & Communications | 1167 | Muscatine Plant #1 | 8 | Conventional Steam Coal | 75 | 25.1 | Electric Utility
13143 | Board of Water Electric & Communications | 1167 | Muscatine Plant #1 | 8A | Conventional Steam Coal | 18 | 18.8 | Electric Utility
13143 | Board of Water Electric & Communications | 1167 | Muscatine Plant #1 | 9 | Conventional Steam Coal | 175.5 | 162.3 | Electric Utility
13157 | Omaha City of | 55027 | Papillion Creek Wastewater | 951 | Other Waste Biomass | 0.5 | 0.5 | Commercial CHP
13157 | Omaha City of | 55027 | Papillion Creek Wastewater | 952 | Other Waste Biomass | 0.5 | 0.5 | Commercial CHP
13157 | Omaha City of | 55027 | Papillion Creek Wastewater | 953 | Other Waste Biomass | 0.5 | 0.5 | Commercial CHP
13157 | Omaha City of | 55033 | Missouri River Wastewater Treatment | 6013 | Other Waste Biomass | 1 | 1 | Commercial CHP
13157 | Omaha City of | 55033 | Missouri River Wastewater Treatment | 6101 | Other Waste Biomass | 1 | 1 | Commercial CHP
13157 | Omaha City of | 55033 | Missouri River Wastewater Treatment | 6102 | Other Waste Biomass | 1 | 1 | Commercial CHP
13168 | NRG Huntley Operations Inc | 2549 | C R Huntley Generating Station | 67 | Conventional Steam Coal | 200 | 190 | IPP Non-CHP
13168 | NRG Huntley Operations Inc | 2549 | C R Huntley Generating Station | S68 | Conventional Steam Coal | 200 | 190 | IPP Non-CHP
13192 | NRG Arthur Kill Operations Inc | 2490 | Arthur Kill Generating Station | 2 | Natural Gas Steam Turbine | 342 | 338 | IPP Non-CHP
13192 | NRG Arthur Kill Operations Inc | 2490 | Arthur Kill Generating Station | 3 | Natural Gas Steam Turbine | 535.5 | 508 | IPP Non-CHP
13192 | NRG Arthur Kill Operations Inc | 2490 | Arthur Kill Generating Station | GT1 | Natural Gas Fired Combustion Turbine | 18 | 12 | IPP Non-CHP
13193 | Naniwa Energy LLC | 55494 | Tri Center Naniwa Energy | CT3 | Natural Gas Fired Combustion Turbine | 64 | 50 | IPP Non-CHP
13193 | Naniwa Energy LLC | 55494 | Tri Center Naniwa Energy | CT4 | Natural Gas Fired Combustion Turbine | 64 | 50 | IPP Non-CHP
13193 | Naniwa Energy LLC | 55494 | Tri Center Naniwa Energy | CT5 | Natural Gas Fired Combustion Turbine | 62 | 50 | IPP Non-CHP
13193 | Naniwa Energy LLC | 55494 | Tri Center Naniwa Energy | CT6 | Natural Gas Fired Combustion Turbine | 62 | 50 | IPP Non-CHP
13201 | Naknek Electric Assn, Inc | 6301 | Naknek | 4A | Petroleum Liquids | 1.3 | 1.3 | Electric Utility
13201 | Naknek Electric Assn, Inc | 6301 | Naknek | 5A | Petroleum Liquids | 1 | 1 | Electric Utility
13201 | Naknek Electric Assn, Inc | 6301 | Naknek | 6A | Petroleum Liquids | 1 | 1 | Electric Utility
13201 | Naknek Electric Assn, Inc | 6301 | Naknek | 7A | Petroleum Liquids | 1 | 1 | Electric Utility
13201 | Naknek Electric Assn, Inc | 6301 | Naknek | 8 | Petroleum Liquids | 1 | 1 | Electric Utility
13201 | Naknek Electric Assn, Inc | 6301 | Naknek | NA1 | Petroleum Liquids | 1.1 | 1.1 | Electric Utility
13201 | Naknek Electric Assn, Inc | 6301 | Naknek | NA2 | Petroleum Liquids | 1.1 | 1.1 | Electric Utility
13201 | Naknek Electric Assn, Inc | 6301 | Naknek | NA3 | Petroleum Liquids | 0.8 | 0.8 | Electric Utility
13201 | Naknek Electric Assn, Inc | 6301 | Naknek | NA4 | Petroleum Liquids | 0.8 | 0.8 | Electric Utility
13201 | Naknek Electric Assn, Inc | 6301 | Naknek | NA5 | Petroleum Liquids | 0.8 | 0.8 | Electric Utility
13206 | Nantucket Electric Co | 1615 | Nantucket | 12 | Petroleum Liquids | 3.7 | 2.4 | Electric Utility
13206 | Nantucket Electric Co | 1615 | Nantucket | 13 | Petroleum Liquids | 3.7 | 2.8 | Electric Utility
13334 | City of Nebraska City | 2255 | Nebraska City # 1 | 10 | Natural Gas Internal Combustion Engine | 6.5 | 5.8 | Electric Utility
13334 | City of Nebraska City | 2255 | Nebraska City # 1 | 2 | Petroleum Liquids | 1.5 | 1 | Electric Utility
13334 | City of Nebraska City | 2255 | Nebraska City # 1 | 3 | Natural Gas Internal Combustion Engine | 2.5 | 2 | Electric Utility
13334 | City of Nebraska City | 2255 | Nebraska City # 1 | 4 | Natural Gas Internal Combustion Engine | 3.1 | 2.7 | Electric Utility
13334 | City of Nebraska City | 2255 | Nebraska City # 1 | 5 | Natural Gas Internal Combustion Engine | 2 | 1.7 | Electric Utility
13334 | City of Nebraska City | 2255 | Nebraska City # 1 | 8 | Natural Gas Internal Combustion Engine | 4.1 | 3.6 | Electric Utility
13334 | City of Nebraska City | 2255 | Nebraska City # 1 | 9 | Natural Gas Internal Combustion Engine | 6.4 | 5.8 | Electric Utility
13334 | City of Nebraska City | 2256 | Syracuse # 2 | 6 | Natural Gas Internal Combustion Engine | 2 | 1.6 | Electric Utility
13334 | City of Nebraska City | 2256 | Syracuse # 2 | 7 | Natural Gas Internal Combustion Engine | 2 | 1.6 | Electric Utility
13334 | City of Nebraska City | 7555 | Nebraska City # 2 | 11 | Natural Gas Internal Combustion Engine | 4.5 | 3.8 | Electric Utility
13334 | City of Nebraska City | 7555 | Nebraska City # 2 | 12 | Natural Gas Internal Combustion Engine | 4.5 | 3.8 | Electric Utility
13334 | City of Nebraska City | 7555 | Nebraska City # 2 | 13 | Petroleum Liquids | 4.5 | 4.2 | Electric Utility
13337 | Nebraska Public Power District | 2226 | Canaday | 1 | Natural Gas Steam Turbine | 108.8 | 115 | Electric Utility
13337 | Nebraska Public Power District | 2265 | Hallam | 1 | Natural Gas Fired Combustion Turbine | 56.7 | 42.9 | Electric Utility
13337 | Nebraska Public Power District | 2266 | Hebron | 1 | Petroleum Liquids | 56.7 | 41.5 | Electric Utility
13337 | Nebraska Public Power District | 2268 | Kearney | 1 | Conventional Hydroelectric | 1.5 | 1 | Electric Utility
13337 | Nebraska Public Power District | 2271 | McCook | 1 | Petroleum Liquids | 56.7 | 40.9 | Electric Utility
13337 | Nebraska Public Power District | 2274 | North Platte | 1 | Conventional Hydroelectric | 13.1 | 12 | Electric Utility
13337 | Nebraska Public Power District | 2274 | North Platte | 2 | Conventional Hydroelectric | 13.1 | 12 | Electric Utility
13337 | Nebraska Public Power District | 2277 | Sheldon | 1 | Conventional Steam Coal | 108.8 | 100 | Electric Utility
13337 | Nebraska Public Power District | 2277 | Sheldon | 2 | Conventional Steam Coal | 119.9 | 115 | Electric Utility
13337 | Nebraska Public Power District | 2278 | Spencer Hydro | 1 | Conventional Hydroelectric | 0.8 | 0.8 | Electric Utility
13337 | Nebraska Public Power District | 2278 | Spencer Hydro | 2 | Conventional Hydroelectric | 1.6 | 0.4 | Electric Utility
13337 | Nebraska Public Power District | 6077 | Gerald Gentleman | 1 | Conventional Steam Coal | 681.3 | 665 | Electric Utility
13337 | Nebraska Public Power District | 6077 | Gerald Gentleman | 2 | Conventional Steam Coal | 681.3 | 700 | Electric Utility
13337 | Nebraska Public Power District | 6229 | Mobile | 1 | Petroleum Liquids | 1 | 1 | Electric Utility
13337 | Nebraska Public Power District | 6229 | Mobile | 2 | Petroleum Liquids | 1.6 | 1.6 | Electric Utility
13337 | Nebraska Public Power District | 6229 | Mobile | 500 | Petroleum Liquids | 0.5 | 0.5 | Electric Utility
13337 | Nebraska Public Power District | 8000 | Beatrice | CT1 | Natural Gas Fired Combined Cycle | 76.6 | 69 | Electric Utility
13337 | Nebraska Public Power District | 8000 | Beatrice | CT2 | Natural Gas Fired Combined Cycle | 76.6 | 68 | Electric Utility
13337 | Nebraska Public Power District | 8000 | Beatrice | ST1 | Natural Gas Fired Combined Cycle | 93.9 | 83 | Electric Utility
13337 | Nebraska Public Power District | 8036 | Cooper Nuclear Station | 1 | Nuclear | 801 | 764 | Electric Utility
13337 | Nebraska Public Power District | 56162 | Ainsworth Wind | 1 | Onshore Wind Turbine | 59.4 | 59.4 | Electric Utility
13353 | Nelson Creek Power Inc | 50223 | Nelson Creek | 1296 | Conventional Hydroelectric | 1.2 | 0.5 | IPP Non-CHP
13365 | Nevada Cogeneration Assoc # 2 | 54349 | Nevada Cogen Associates 2 Black Mountain | GTA | Natural Gas Fired Combined Cycle | 22.2 | 21.7 | IPP CHP
13365 | Nevada Cogeneration Assoc # 2 | 54349 | Nevada Cogen Associates 2 Black Mountain | GTB | Natural Gas Fired Combined Cycle | 22.2 | 21.7 | IPP CHP
13365 | Nevada Cogeneration Assoc # 2 | 54349 | Nevada Cogen Associates 2 Black Mountain | GTC | Natural Gas Fired Combined Cycle | 22.2 | 21.7 | IPP CHP
13365 | Nevada Cogeneration Assoc # 2 | 54349 | Nevada Cogen Associates 2 Black Mountain | STM | Natural Gas Fired Combined Cycle | 29.7 | 28 | IPP CHP
13389 | Neshkoro Power Assc LLC | 50328 | Byllesby | 1 | Conventional Hydroelectric | 0.8 | 0.8 | IPP Non-CHP
13389 | Neshkoro Power Assc LLC | 50328 | Byllesby | 2 | Conventional Hydroelectric | 0.8 | 0.8 | IPP Non-CHP
13389 | Neshkoro Power Assc LLC | 50328 | Byllesby | 3 | Conventional Hydroelectric | 0.9 | 0.9 | IPP Non-CHP
13399 | Nevada Cogeneration Assoc # 1 | 54350 | Nevada Cogen Assoc#1 GarnetVly | GTA | Natural Gas Fired Combined Cycle | 22.2 | 21.7 | IPP CHP
13399 | Nevada Cogeneration Assoc # 1 | 54350 | Nevada Cogen Assoc#1 GarnetVly | GTB | Natural Gas Fired Combined Cycle | 22.2 | 21.7 | IPP CHP
13399 | Nevada Cogeneration Assoc # 1 | 54350 | Nevada Cogen Assoc#1 GarnetVly | GTC | Natural Gas Fired Combined Cycle | 22.2 | 21.7 | IPP CHP
13399 | Nevada Cogeneration Assoc # 1 | 54350 | Nevada Cogen Assoc#1 GarnetVly | STM | Natural Gas Fired Combined Cycle | 29.7 | 24 | IPP CHP
13402 | Nevada Irrigation District | 34 | Rollins | 1P | Conventional Hydroelectric | 12.1 | 12.1 | IPP Non-CHP
13402 | Nevada Irrigation District | 412 | Chicago Park | 2P | Conventional Hydroelectric | 44 | 44 | IPP Non-CHP
13402 | Nevada Irrigation District | 413 | Dutch Flat 2 | 3P | Conventional Hydroelectric | 27.3 | 27.3 | IPP Non-CHP
13402 | Nevada Irrigation District | 839 | Scott Flat | 7P | Conventional Hydroelectric | 1 | 0.9 | IPP Non-CHP
13402 | Nevada Irrigation District | 846 | Combie South | 1 | Conventional Hydroelectric | 0.5 | 0.5 | IPP Non-CHP
13402 | Nevada Irrigation District | 846 | Combie South | 2 | Conventional Hydroelectric | 0.5 | 0.5 | IPP Non-CHP
13402 | Nevada Irrigation District | 846 | Combie South | 3 | Conventional Hydroelectric | 0.5 | 0.5 | IPP Non-CHP
13402 | Nevada Irrigation District | 50546 | Bowman | GEN1 | Conventional Hydroelectric | 3.6 | 3.6 | IPP Non-CHP
13407 | Nevada Power Co | 2322 | Clark (NVE) | 10 | Natural Gas Fired Combined Cycle | 104.4 | 85 | Electric Utility
13407 | Nevada Power Co | 2322 | Clark (NVE) | 11 | Natural Gas Fired Combustion Turbine | 60.5 | 52 | Electric Utility
13407 | Nevada Power Co | 2322 | Clark (NVE) | 12 | Natural Gas Fired Combustion Turbine | 60.5 | 52 | Electric Utility
13407 | Nevada Power Co | 2322 | Clark (NVE) | 13 | Natural Gas Fired Combustion Turbine | 60.5 | 52 | Electric Utility
13407 | Nevada Power Co | 2322 | Clark (NVE) | 14 | Natural Gas Fired Combustion Turbine | 60.5 | 52 | Electric Utility
13407 | Nevada Power Co | 2322 | Clark (NVE) | 15 | Natural Gas Fired Combustion Turbine | 60.5 | 52 | Electric Utility
13407 | Nevada Power Co | 2322 | Clark (NVE) | 16 | Natural Gas Fired Combustion Turbine | 60.5 | 52 | Electric Utility
13407 | Nevada Power Co | 2322 | Clark (NVE) | 17 | Natural Gas Fired Combustion Turbine | 60.5 | 52 | Electric Utility
13407 | Nevada Power Co | 2322 | Clark (NVE) | 18 | Natural Gas Fired Combustion Turbine | 60.5 | 52 | Electric Utility
13407 | Nevada Power Co | 2322 | Clark (NVE) | 19 | Natural Gas Fired Combustion Turbine | 60.5 | 52 | Electric Utility
13407 | Nevada Power Co | 2322 | Clark (NVE) | 20 | Natural Gas Fired Combustion Turbine | 60.5 | 52 | Electric Utility
13407 | Nevada Power Co | 2322 | Clark (NVE) | 21 | Natural Gas Fired Combustion Turbine | 58.9 | 52 | Electric Utility
13407 | Nevada Power Co | 2322 | Clark (NVE) | 22 | Natural Gas Fired Combustion Turbine | 60.5 | 52 | Electric Utility
13407 | Nevada Power Co | 2322 | Clark (NVE) | 9 | Natural Gas Fired Combined Cycle | 104.4 | 85 | Electric Utility
13407 | Nevada Power Co | 2322 | Clark (NVE) | GT4 | Natural Gas Fired Combustion Turbine | 72.4 | 55 | Electric Utility
13407 | Nevada Power Co | 2322 | Clark (NVE) | GT5 | Natural Gas Fired Combined Cycle | 92.5 | 73 | Electric Utility
13407 | Nevada Power Co | 2322 | Clark (NVE) | GT6 | Natural Gas Fired Combined Cycle | 92.5 | 73 | Electric Utility
13407 | Nevada Power Co | 2322 | Clark (NVE) | GT7 | Natural Gas Fired Combined Cycle | 92.5 | 73 | Electric Utility
13407 | Nevada Power Co | 2322 | Clark (NVE) | GT8 | Natural Gas Fired Combined Cycle | 92.5 | 73 | Electric Utility
13407 | Nevada Power Co | 2324 | Reid Gardner | 4 | Conventional Steam Coal | 294.8 | 257 | Electric Utility
13407 | Nevada Power Co | 7082 | Harry Allen | 5 | Natural Gas Fired Combined Cycle | 167.5 | 151.6 | Electric Utility
13407 | Nevada Power Co | 7082 | Harry Allen | 6 | Natural Gas Fired Combined Cycle | 167.5 | 151.6 | Electric Utility
13407 | Nevada Power Co | 7082 | Harry Allen | 7 | Natural Gas Fired Combined Cycle | 223.5 | 206.8 | Electric Utility
13407 | Nevada Power Co | 7082 | Harry Allen | GT1 | Natural Gas Fired Combustion Turbine | 101.5 | 72 | Electric Utility
13407 | Nevada Power Co | 7082 | Harry Allen | GT4 | Natural Gas Fired Combustion Turbine | 85 | 72 | Electric Utility
13407 | Nevada Power Co | 10761 | Las Vegas Generating Station | GEN1 | Natural Gas Fired Combined Cycle | 49.8 | 41 | Electric Utility
13407 | Nevada Power Co | 10761 | Las Vegas Generating Station | GEN2 | Natural Gas Fired Combined Cycle | 11.5 | 9 | Electric Utility
13407 | Nevada Power Co | 10761 | Las Vegas Generating Station | GEN3 | Natural Gas Fired Combined Cycle | 60.5 | 45 | Electric Utility
13407 | Nevada Power Co | 10761 | Las Vegas Generating Station | GEN4 | Natural Gas Fired Combined Cycle | 60.5 | 45 | Electric Utility
13407 | Nevada Power Co | 10761 | Las Vegas Generating Station | GEN5 | Natural Gas Fired Combined Cycle | 60.5 | 45 | Electric Utility
13407 | Nevada Power Co | 10761 | Las Vegas Generating Station | GEN6 | Natural Gas Fired Combined Cycle | 60.5 | 45 | Electric Utility
13407 | Nevada Power Co | 10761 | Las Vegas Generating Station | GEN7 | Natural Gas Fired Combined Cycle | 27.8 | 26 | Electric Utility
13407 | Nevada Power Co | 10761 | Las Vegas Generating Station | GEN8 | Natural Gas Fired Combined Cycle | 27.8 | 26 | Electric Utility
13407 | Nevada Power Co | 54854 | Sun Peak Generating Station | 5657 | Natural Gas Fired Combustion Turbine | 74 | 74 | Electric Utility
13407 | Nevada Power Co | 54854 | Sun Peak Generating Station | 5658 | Natural Gas Fired Combustion Turbine | 74 | 74 | Electric Utility
13407 | Nevada Power Co | 54854 | Sun Peak Generating Station | 5659 | Natural Gas Fired Combustion Turbine | 74 | 74 | Electric Utility
13407 | Nevada Power Co | 55322 | Chuck Lenzie Generating Station | CTG1 | Natural Gas Fired Combined Cycle | 201.5 | 165 | Electric Utility
13407 | Nevada Power Co | 55322 | Chuck Lenzie Generating Station | CTG2 | Natural Gas Fired Combined Cycle | 201.5 | 165 | Electric Utility
13407 | Nevada Power Co | 55322 | Chuck Lenzie Generating Station | CTG3 | Natural Gas Fired Combined Cycle | 201.5 | 165 | Electric Utility
13407 | Nevada Power Co | 55322 | Chuck Lenzie Generating Station | CTG4 | Natural Gas Fired Combined Cycle | 201.5 | 165 | Electric Utility
13407 | Nevada Power Co | 55322 | Chuck Lenzie Generating Station | ST1 | Natural Gas Fired Combined Cycle | 329.8 | 255 | Electric Utility
13407 | Nevada Power Co | 55322 | Chuck Lenzie Generating Station | ST2 | Natural Gas Fired Combined Cycle | 329.8 | 255 | Electric Utility
13407 | Nevada Power Co | 55687 | Higgins Generating Station | A01 | Natural Gas Fired Combined Cycle | 178 | 157 | Electric Utility
13407 | Nevada Power Co | 55687 | Higgins Generating Station | A02 | Natural Gas Fired Combined Cycle | 178 | 157 | Electric Utility
13407 | Nevada Power Co | 55687 | Higgins Generating Station | ST1 | Natural Gas Fired Combined Cycle | 332.4 | 236 | Electric Utility
13407 | Nevada Power Co | 55841 | Silverhawk | CT1 | Natural Gas Fired Combined Cycle | 197.2 | 157 | Electric Utility
13407 | Nevada Power Co | 55841 | Silverhawk | CT2 | Natural Gas Fired Combined Cycle | 197.2 | 157 | Electric Utility
13407 | Nevada Power Co | 55841 | Silverhawk | ST1 | Natural Gas Fired Combined Cycle | 270.3 | 246 | Electric Utility
13407 | Nevada Power Co | 57684 | Goodsprings Waste Heat Recovery | HR1 | Natural Gas Steam Turbine | 7.5 | 6.5 | Electric Utility
13442 | New Hampshire Hydro Associates | 50103 | China Mill Hydro | GEN 1 | Conventional Hydroelectric | 1.7 | 1.7 | IPP Non-CHP
13444 | City of New Hampton - (IA) | 1168 | New Hampton | 3 | Natural Gas Internal Combustion Engine | 3.5 | 3.5 | Electric Utility
13444 | City of New Hampton - (IA) | 1168 | New Hampton | 4 | Natural Gas Internal Combustion Engine | 6.2 | 5 | Electric Utility
13444 | City of New Hampton - (IA) | 1168 | New Hampton | 5 | Natural Gas Internal Combustion Engine | 6.2 | 5 | Electric Utility
13444 | City of New Hampton - (IA) | 1168 | New Hampton | 7 | Petroleum Liquids | 5.3 | 5.3 | Electric Utility
13444 | City of New Hampton - (IA) | 1168 | New Hampton | 8 | Petroleum Liquids | 5.3 | 5.3 | Electric Utility
13464 | Village of New Knoxville - (OH) | 7898 | New Knoxville | 1 | Petroleum Liquids | 1.1 | 1 | Electric Utility
13466 | City of New Lisbon | 4130 | New Lisbon | 2 | Petroleum Liquids | 1.3 | 1.2 | Electric Utility
13466 | City of New Lisbon | 4130 | New Lisbon | 5 | Petroleum Liquids | 2.4 | 2.4 | Electric Utility
13466 | City of New Lisbon | 4130 | New Lisbon | 6 | Petroleum Liquids | 2.3 | 2 | Electric Utility
13466 | City of New Lisbon | 4130 | New Lisbon | 7 | Petroleum Liquids | 2.3 | 2 | Electric Utility
13468 | New London Municipal Utilities | 58414 | NLMU Wind | NLMU | Onshore Wind Turbine | 1.5 | 1.5 | Electric Utility
13478 | Entergy New Orleans Inc | 1409 | Michoud | 2 | Natural Gas Steam Turbine | 261.8 | 239.4 | Electric Utility
13478 | Entergy New Orleans Inc | 1409 | Michoud | 3 | Natural Gas Steam Turbine | 582.2 | 542.4 | Electric Utility
13480 | New Prague Utilities Comm | 1999 | New Prague | 2 | Natural Gas Internal Combustion Engine | 4.4 | 4.4 | Electric Utility
13480 | New Prague Utilities Comm | 1999 | New Prague | 3 | Natural Gas Internal Combustion Engine | 2.4 | 2.4 | Electric Utility
13480 | New Prague Utilities Comm | 1999 | New Prague | 4 | Natural Gas Internal Combustion Engine | 3.5 | 3.5 | Electric Utility
13480 | New Prague Utilities Comm | 1999 | New Prague | 5 | Natural Gas Internal Combustion Engine | 0.6 | 0.6 | Electric Utility
13480 | New Prague Utilities Comm | 1999 | New Prague | 6 | Natural Gas Internal Combustion Engine | 6 | 5.9 | Electric Utility
13484 | New York Methodist Hospital | 52091 | New York Methodist Hospital | 3A | Natural Gas Internal Combustion Engine | 0.9 | 0.7 | IPP CHP
13484 | New York Methodist Hospital | 52091 | New York Methodist Hospital | 4C | Natural Gas Internal Combustion Engine | 0.9 | 0.7 | IPP CHP
13487 | New York Zoological Society | 50427 | Bronx Zoo | GEN1 | Natural Gas Internal Combustion Engine | 0.5 | 0.5 | Commercial CHP
13487 | New York Zoological Society | 50427 | Bronx Zoo | GEN2 | Natural Gas Internal Combustion Engine | 0.5 | 0.5 | Commercial CHP
13487 | New York Zoological Society | 50427 | Bronx Zoo | GEN3 | Natural Gas Internal Combustion Engine | 1.1 | 1.1 | Commercial CHP
13487 | New York Zoological Society | 50427 | Bronx Zoo | GEN4 | Natural Gas Internal Combustion Engine | 1.5 | 1.5 | Commercial CHP
13488 | New Ulm Public Utilities Comm | 2001 | New Ulm | 3 | Natural Gas Steam Turbine | 6 | 4.7 | Electric Utility
13488 | New Ulm Public Utilities Comm | 2001 | New Ulm | 4 | Natural Gas Steam Turbine | 15 | 13.2 | Electric Utility
13488 | New Ulm Public Utilities Comm | 2001 | New Ulm | 5 | Petroleum Liquids | 24 | 23 | Electric Utility
13488 | New Ulm Public Utilities Comm | 2001 | New Ulm | 6 | Natural Gas Steam Turbine | 6 | 4.9 | Electric Utility
13488 | New Ulm Public Utilities Comm | 2001 | New Ulm | 7 | Petroleum Liquids | 27.5 | 25 | Electric Utility
13491 | New York University | 54808 | New York University Central Plant | D2 | Petroleum Liquids | 0.8 | 0.6 | Commercial CHP
13491 | New York University | 54808 | New York University Central Plant | D3 | Petroleum Liquids | 0.8 | 0.6 | Commercial CHP
13491 | New York University | 54808 | New York University Central Plant | D4 | Petroleum Liquids | 0.8 | 0.6 | Commercial CHP
13491 | New York University | 54808 | New York University Central Plant | D5 | Petroleum Liquids | 0.8 | 0.6 | Commercial CHP
13491 | New York University | 54808 | New York University Central Plant | D6 | Petroleum Liquids | 0.8 | 0.6 | Commercial CHP
13491 | New York University | 54808 | New York University Central Plant | D7 | Petroleum Liquids | 0.8 | 0.6 | Commercial CHP
13491 | New York University | 54808 | New York University Central Plant | DI | Petroleum Liquids | 0.8 | 0.6 | Commercial CHP
13491 | New York University | 54808 | New York University Central Plant | GT1 | Natural Gas Fired Combined Cycle | 5.5 | 5.5 | Commercial CHP
13491 | New York University | 54808 | New York University Central Plant | GT2 | Natural Gas Fired Combined Cycle | 5.5 | 5.5 | Commercial CHP
13491 | New York University | 54808 | New York University Central Plant | T1 | Natural Gas Fired Combined Cycle | 2.4 | 1.8 | Commercial CHP
13492 | New Hope Power Company | 54627 | Okeelanta Cogeneration | GEN1 | Other Waste Biomass | 74.9 | 74.9 | IPP CHP
13492 | New Hope Power Company | 54627 | Okeelanta Cogeneration | GEN2 | Other Waste Biomass | 54 | 30 | IPP CHP
13511 | New York State Elec & Gas Corp | 625 | Upper Mechanicville | 1 | Conventional Hydroelectric | 8.2 | 9.2 | Electric Utility
13511 | New York State Elec & Gas Corp | 625 | Upper Mechanicville | 2 | Conventional Hydroelectric | 8.2 | 9.2 | Electric Utility
13511 | New York State Elec & Gas Corp | 2522 | Cadyville | 1 | Conventional Hydroelectric | 1.2 | 1.2 | Electric Utility
13511 | New York State Elec & Gas Corp | 2522 | Cadyville | 2 | Conventional Hydroelectric | 1.2 | 1.2 | Electric Utility
13511 | New York State Elec & Gas Corp | 2522 | Cadyville | 3 | Conventional Hydroelectric | 3.1 | 3.1 | Electric Utility
13511 | New York State Elec & Gas Corp | 2528 | Harris Lake | 1 | Petroleum Liquids | 1.7 | 1.7 | Electric Utility
13511 | New York State Elec & Gas Corp | 2530 | High Falls - Saranac NY | 1 | Conventional Hydroelectric | 4 | 4 | Electric Utility
13511 | New York State Elec & Gas Corp | 2530 | High Falls - Saranac NY | 2 | Conventional Hydroelectric | 4 | 4 | Electric Utility
13511 | New York State Elec & Gas Corp | 2530 | High Falls - Saranac NY | 3 | Conventional Hydroelectric | 7 | 7 | Electric Utility
13511 | New York State Elec & Gas Corp | 2532 | Kent Falls | 1 | Conventional Hydroelectric | 3.2 | 3.8 | Electric Utility
13511 | New York State Elec & Gas Corp | 2532 | Kent Falls | 2 | Conventional Hydroelectric | 3.2 | 3.8 | Electric Utility
13511 | New York State Elec & Gas Corp | 2532 | Kent Falls | 3 | Conventional Hydroelectric | 6 | 6 | Electric Utility
13511 | New York State Elec & Gas Corp | 6486 | Mill C | 1 | Conventional Hydroelectric | 1 | 1 | Electric Utility
13511 | New York State Elec & Gas Corp | 6486 | Mill C | 2 | Conventional Hydroelectric | 1.2 | 1.2 | Electric Utility
13511 | New York State Elec & Gas Corp | 6486 | Mill C | 3 | Conventional Hydroelectric | 3.8 | 3.8 | Electric Utility
13511 | New York State Elec & Gas Corp | 6526 | Rainbow Falls Auscble | 1 | Conventional Hydroelectric | 1.3 | 1.3 | Electric Utility
13511 | New York State Elec & Gas Corp | 6526 | Rainbow Falls Auscble | 2 | Conventional Hydroelectric | 1.3 | 1.3 | Electric Utility
13511 | New York State Elec & Gas Corp | 8009 | Auburn State Street | 1 | Natural Gas Fired Combustion Turbine | 7 | 5.3 | Electric Utility
13525 | Newberry Water & Light Board | 1846 | Newberry | 1 | Petroleum Liquids | 3 | 2.5 | Electric Utility
13525 | Newberry Water & Light Board | 1846 | Newberry | 2 | Petroleum Liquids | 0.7 | 0.5 | Electric Utility
13525 | Newberry Water & Light Board | 1846 | Newberry | 4 | Petroleum Liquids | 1.8 | 1.5 | Electric Utility
13538 | EP Newington Energy LLC | 55661 | EP Newington Energy LLC | GT-1 | Natural Gas Fired Combined Cycle | 185.6 | 152 | IPP Non-CHP
13538 | EP Newington Energy LLC | 55661 | EP Newington Energy LLC | GT-2 | Natural Gas Fired Combined Cycle | 185.6 | 152 | IPP Non-CHP
13538 | EP Newington Energy LLC | 55661 | EP Newington Energy LLC | ST | Natural Gas Fired Combined Cycle | 234.3 | 219 | IPP Non-CHP
13542 | Newman & Co Inc | 54250 | Newman (PA) | 001 | Natural Gas Steam Turbine | 1.8 | 1.8 | Industrial CHP
13559 | North American Natural Res | 54890 | Peoples Generating Station | GEN1 | Landfill Gas | 3.2 | 2.2 | IPP Non-CHP
13559 | North American Natural Res | 59436 | Lennon Generating | 10 | Landfill Gas | 1.6 | 1.5 | IPP Non-CHP
13559 | North American Natural Res | 59436 | Lennon Generating | 3 | Landfill Gas | 0.8 | 0.8 | IPP Non-CHP
13559 | North American Natural Res | 59436 | Lennon Generating | 4 | Landfill Gas | 0.8 | 0.8 | IPP Non-CHP
13559 | North American Natural Res | 59436 | Lennon Generating | 5 | Landfill Gas | 0.8 | 0.8 | IPP Non-CHP
13559 | North American Natural Res | 59436 | Lennon Generating | 6 | Landfill Gas | 0.8 | 0.8 | IPP Non-CHP
13559 | North American Natural Res | 59436 | Lennon Generating | 7 | Landfill Gas | 1.6 | 1.5 | IPP Non-CHP
13559 | North American Natural Res | 59436 | Lennon Generating | 8 | Landfill Gas | 1.6 | 1.5 | IPP Non-CHP
13559 | North American Natural Res | 59436 | Lennon Generating | 9 | Landfill Gas | 1.6 | 1.5 | IPP Non-CHP
13559 | North American Natural Res | 59574 | Southeast Berrien Generating Facility | SBL | Landfill Gas | 4.8 | 4.6 | IPP Non-CHP
13579 | Dunkirk Power LLC | 2554 | Dunkirk Generating Plant | 1 | Conventional Steam Coal | 96 | 75 | IPP Non-CHP
13579 | Dunkirk Power LLC | 2554 | Dunkirk Generating Plant | 2 | Conventional Steam Coal | 96 | 75 | IPP Non-CHP
13579 | Dunkirk Power LLC | 2554 | Dunkirk Generating Plant | 3 | Conventional Steam Coal | 217.6 | 185 | IPP Non-CHP
13579 | Dunkirk Power LLC | 2554 | Dunkirk Generating Plant | ST4 | Conventional Steam Coal | 217.6 | 185 | IPP Non-CHP
13582 | NRG Astoria Gas Turbine Operations Inc | 55243 | Astoria Gas Turbines | 10 | Petroleum Liquids | 23.8 | 18.4 | IPP Non-CHP
13582 | NRG Astoria Gas Turbine Operations Inc | 55243 | Astoria Gas Turbines | 11 | Petroleum Liquids | 23.8 | 15.6 | IPP Non-CHP
13582 | NRG Astoria Gas Turbine Operations Inc | 55243 | Astoria Gas Turbines | 12 | Petroleum Liquids | 23.8 | 17.7 | IPP Non-CHP
13582 | NRG Astoria Gas Turbine Operations Inc | 55243 | Astoria Gas Turbines | 13 | Petroleum Liquids | 23.8 | 16.9 | IPP Non-CHP
13582 | NRG Astoria Gas Turbine Operations Inc | 55243 | Astoria Gas Turbines | 2-1 | Natural Gas Fired Combustion Turbine | 41.9 | 35.7 | IPP Non-CHP
13582 | NRG Astoria Gas Turbine Operations Inc | 55243 | Astoria Gas Turbines | 2-2 | Natural Gas Fired Combustion Turbine | 41.9 | 32.2 | IPP Non-CHP
13582 | NRG Astoria Gas Turbine Operations Inc | 55243 | Astoria Gas Turbines | 2-3 | Natural Gas Fired Combustion Turbine | 41.9 | 31.8 | IPP Non-CHP
13582 | NRG Astoria Gas Turbine Operations Inc | 55243 | Astoria Gas Turbines | 2-4 | Natural Gas Fired Combustion Turbine | 41.9 | 32.6 | IPP Non-CHP
13582 | NRG Astoria Gas Turbine Operations Inc | 55243 | Astoria Gas Turbines | 3-1 | Natural Gas Fired Combustion Turbine | 41.9 | 31.7 | IPP Non-CHP
13582 | NRG Astoria Gas Turbine Operations Inc | 55243 | Astoria Gas Turbines | 3-2 | Natural Gas Fired Combustion Turbine | 41.9 | 33.7 | IPP Non-CHP
13582 | NRG Astoria Gas Turbine Operations Inc | 55243 | Astoria Gas Turbines | 3-3 | Natural Gas Fired Combustion Turbine | 41.9 | 32.2 | IPP Non-CHP
13582 | NRG Astoria Gas Turbine Operations Inc | 55243 | Astoria Gas Turbines | 3-4 | Natural Gas Fired Combustion Turbine | 41.9 | 34.3 | IPP Non-CHP
13582 | NRG Astoria Gas Turbine Operations Inc | 55243 | Astoria Gas Turbines | 4-1 | Natural Gas Fired Combustion Turbine | 41.9 | 34.3 | IPP Non-CHP
13582 | NRG Astoria Gas Turbine Operations Inc | 55243 | Astoria Gas Turbines | 4-2 | Natural Gas Fired Combustion Turbine | 41.9 | 33.6 | IPP Non-CHP
13582 | NRG Astoria Gas Turbine Operations Inc | 55243 | Astoria Gas Turbines | 4-3 | Natural Gas Fired Combustion Turbine | 41.9 | 32.8 | IPP Non-CHP
13582 | NRG Astoria Gas Turbine Operations Inc | 55243 | Astoria Gas Turbines | 4-4 | Natural Gas Fired Combustion Turbine | 41.9 | 31.6 | IPP Non-CHP
13582 | NRG Astoria Gas Turbine Operations Inc | 55243 | Astoria Gas Turbines | 5 | Petroleum Liquids | 16.3 | 12.3 | IPP Non-CHP
13582 | NRG Astoria Gas Turbine Operations Inc | 55243 | Astoria Gas Turbines | 7 | Petroleum Liquids | 16.3 | 11.5 | IPP Non-CHP
13582 | NRG Astoria Gas Turbine Operations Inc | 55243 | Astoria Gas Turbines | 8 | Petroleum Liquids | 16.3 | 11.4 | IPP Non-CHP
13584 | NRG El Segundo Operations Inc | 330 | El Segundo Power | 4 | Natural Gas Steam Turbine | 342 | 335 | IPP Non-CHP
13584 | NRG El Segundo Operations Inc | 341 | Long Beach Generation LLC | CT1 | Natural Gas Fired Combustion Turbine | 63 | 65 | IPP Non-CHP
13584 | NRG El Segundo Operations Inc | 341 | Long Beach Generation LLC | CT2 | Natural Gas Fired Combustion Turbine | 63 | 65 | IPP Non-CHP
13584 | NRG El Segundo Operations Inc | 341 | Long Beach Generation LLC | CT3 | Natural Gas Fired Combustion Turbine | 63 | 65 | IPP Non-CHP
13584 | NRG El Segundo Operations Inc | 341 | Long Beach Generation LLC | CT4 | Natural Gas Fired Combustion Turbine | 63 | 65 | IPP Non-CHP
13584 | NRG El Segundo Operations Inc | 57901 | El Segundo Energy Center LLC | 5 | Natural Gas Fired Combined Cycle | 198 | 195 | IPP Non-CHP
13584 | NRG El Segundo Operations Inc | 57901 | El Segundo Energy Center LLC | 6 | Natural Gas Fired Combined Cycle | 70.7 | 60 | IPP Non-CHP
13584 | NRG El Segundo Operations Inc | 57901 | El Segundo Energy Center LLC | 7 | Natural Gas Fired Combined Cycle | 198 | 195 | IPP Non-CHP
13584 | NRG El Segundo Operations Inc | 57901 | El Segundo Energy Center LLC | 8 | Natural Gas Fired Combined Cycle | 70.7 | 60 | IPP Non-CHP
13587 | Nissequoque Cogen Partners | 54149 | Stony Brook Cogen Plant | GEN1 | Natural Gas Fired Combustion Turbine | 47 | 44.5 | IPP CHP
13606 | Nine Mile Point Nuclear Sta LLC | 2589 | Nine Mile Point Nuclear Station | 1 | Nuclear | 641.8 | 636 | IPP Non-CHP
13606 | Nine Mile Point Nuclear Sta LLC | 2589 | Nine Mile Point Nuclear Station | 2 | Nuclear | 1259.3 | 1301 | IPP Non-CHP
13630 | North Carolina Mun Power Agny #1 | 56059 | High Point, Fairfield | 1 | Petroleum Liquids | 1.8 | 1.8 | Electric Utility
13630 | North Carolina Mun Power Agny #1 | 56062 | Statesville, Highway 64 | 1 | Petroleum Liquids | 1.8 | 1.8 | Electric Utility
13630 | North Carolina Mun Power Agny #1 | 56063 | Shelby, Toms Street | 1 | Petroleum Liquids | 1.8 | 1.8 | Electric Utility
13630 | North Carolina Mun Power Agny #1 | 56064 | Morganton, Parker Road | 1 | Petroleum Liquids | 1.8 | 1.8 | Electric Utility
13630 | North Carolina Mun Power Agny #1 | 56067 | Lexington Health Center | 1 | Petroleum Liquids | 1.8 | 1.8 | Electric Utility
13630 | North Carolina Mun Power Agny #1 | 56260 | High Point, Pump Station Rd | Unit1 | Petroleum Liquids | 1.8 | 1.8 | Electric Utility
13630 | North Carolina Mun Power Agny #1 | 56260 | High Point, Pump Station Rd | Unit2 | Petroleum Liquids | 1.8 | 1.8 | Electric Utility
13630 | North Carolina Mun Power Agny #1 | 56261 | Lexington | Unit1 | Petroleum Liquids | 1.8 | 1.8 | Electric Utility
13630 | North Carolina Mun Power Agny #1 | 56261 | Lexington | Unit2 | Petroleum Liquids | 1.8 | 1.8 | Electric Utility
13630 | North Carolina Mun Power Agny #1 | 56262 | Gastonia, Tulip Drive | DG3 | Petroleum Liquids | 1.8 | 1.8 | Electric Utility
13630 | North Carolina Mun Power Agny #1 | 56262 | Gastonia, Tulip Drive | Unit1 | Petroleum Liquids | 1.8 | 1.8 | Electric Utility
13630 | North Carolina Mun Power Agny #1 | 56262 | Gastonia, Tulip Drive | Unit2 | Petroleum Liquids | 1.8 | 1.8 | Electric Utility
13630 | North Carolina Mun Power Agny #1 | 56263 | Albemarle Prime Power Park | Unit1 | Petroleum Liquids | 1.8 | 1.8 | Electric Utility
13630 | North Carolina Mun Power Agny #1 | 56263 | Albemarle Prime Power Park | Unit2 | Petroleum Liquids | 1.8 | 1.8 | Electric Utility
13630 | North Carolina Mun Power Agny #1 | 56339 | Albemarle Hospital Unit | 1 | Petroleum Liquids | 1.8 | 1.8 | Electric Utility
13630 | North Carolina Mun Power Agny #1 | 56340 | Cherryville City Hall | 1 | Petroleum Liquids | 1.8 | 1.8 | Electric Utility
13630 | North Carolina Mun Power Agny #1 | 56341 | Lincolnton High School | 1 | Petroleum Liquids | 1.8 | 1.8 | Electric Utility
13630 | North Carolina Mun Power Agny #1 | 56342 | Maiden Community Center | 1 | Petroleum Liquids | 1.8 | 1.8 | Electric Utility
13630 | North Carolina Mun Power Agny #1 | 56343 | Monroe Middle School | 1 | Petroleum Liquids | 1.8 | 1.8 | Electric Utility
13630 | North Carolina Mun Power Agny #1 | 56344 | Morganton Station 5 | 1 | Petroleum Liquids | 1.8 | 1.8 | Electric Utility
13630 | North Carolina Mun Power Agny #1 | 56345 | Pineville Delivery 1 | 1 | Petroleum Liquids | 1.8 | 1.8 | Electric Utility
13630 | North Carolina Mun Power Agny #1 | 56546 | Cornelius Delivery No 1 | 1 | Petroleum Liquids | 2.2 | 2 | Electric Utility
13630 | North Carolina Mun Power Agny #1 | 56547 | Bostic Delivery No 2 | 1 | Petroleum Liquids | 1 | 1 | Electric Utility
13630 | North Carolina Mun Power Agny #1 | 56548 | Drexel Operations Center | 1 | Petroleum Liquids | 2.2 | 2 | Electric Utility
13630 | North Carolina Mun Power Agny #1 | 56549 | Granite Falls Walmart | 1 | Petroleum Liquids | 2.2 | 2 | Electric Utility
13630 | North Carolina Mun Power Agny #1 | 56550 | Huntersville Delivery No 2 | 1 | Petroleum Liquids | 2.2 | 2 | Electric Utility
13630 | North Carolina Mun Power Agny #1 | 56551 | Landis Delivery No 2 | 1 | Petroleum Liquids | 2.2 | 2 | Electric Utility
13630 | North Carolina Mun Power Agny #1 | 56552 | Statesville Delivery No 3 | 1 | Petroleum Liquids | 2.2 | 2 | Electric Utility
13630 | North Carolina Mun Power Agny #1 | 56954 | Gastonia Prime Power Park | 1 | Petroleum Liquids | 2.3 | 2 | Electric Utility
13630 | North Carolina Mun Power Agny #1 | 56954 | Gastonia Prime Power Park | 2 | Petroleum Liquids | 2.3 | 2 | Electric Utility
13630 | North Carolina Mun Power Agny #1 | 56954 | Gastonia Prime Power Park | 3 | Petroleum Liquids | 1.8 | 1.8 | Electric Utility
13630 | North Carolina Mun Power Agny #1 | 56954 | Gastonia Prime Power Park | 4 | Petroleum Liquids | 1.8 | 1.8 | Electric Utility
13630 | North Carolina Mun Power Agny #1 | 56954 | Gastonia Prime Power Park | 5 | Petroleum Liquids | 1.8 | 1.8 | Electric Utility
13630 | North Carolina Mun Power Agny #1 | 56954 | Gastonia Prime Power Park | 6 | Petroleum Liquids | 1.8 | 1.8 | Electric Utility
13630 | North Carolina Mun Power Agny #1 | 57196 | High Point, POLO | 1 | Petroleum Liquids | 1.8 | 1.8 | Electric Utility
13630 | North Carolina Mun Power Agny #1 | 57505 | Monroe Generating Station | 1 | Natural Gas Fired Combustion Turbine | 15 | 12 | Electric Utility
13630 | North Carolina Mun Power Agny #1 | 57505 | Monroe Generating Station | 2 | Natural Gas Fired Combustion Turbine | 15 | 12 | Electric Utility
13642 | Nome Joint Utility Systems | 90 | Snake River | 12 | Petroleum Liquids | 3.8 | 3.7 | Electric Utility
13642 | Nome Joint Utility Systems | 90 | Snake River | 14 | Petroleum Liquids | 2 | 1.9 | Electric Utility
13642 | Nome Joint Utility Systems | 90 | Snake River | 15 | Petroleum Liquids | 5.2 | 5.2 | Electric Utility
13642 | Nome Joint Utility Systems | 90 | Snake River | 16 | Petroleum Liquids | 5.2 | 5.2 | Electric Utility
13642 | Nome Joint Utility Systems | 90 | Snake River | 18 | Petroleum Liquids | 0.4 | 0.4 | Electric Utility
13642 | Nome Joint Utility Systems | 90 | Snake River | EWT 1 | Onshore Wind Turbine | 0.9 | 0.9 | Electric Utility
13642 | Nome Joint Utility Systems | 90 | Snake River | EWT 2 | Onshore Wind Turbine | 0.9 | 0.9 | Electric Utility
13657 | Norfork Southern Corp | 10302 | Juniata Locomotive Shop | GEN1 | Conventional Steam Coal | 2 | 0.4 | Commercial CHP
13657 | Norfork Southern Corp | 10302 | Juniata Locomotive Shop | GEN2 | Conventional Steam Coal | 2 | 0.3 | Commercial CHP
13681 | North Branch Water & Light Comm | 2002 | North Branch (MN) | 3 | Petroleum Liquids | 2.2 | 2 | Electric Utility
13681 | North Branch Water & Light Comm | 2002 | North Branch (MN) | 4 | Petroleum Liquids | 2.2 | 2 | Electric Utility
13681 | North Branch Water & Light Comm | 2002 | North Branch (MN) | 5 | Petroleum Liquids | 2.2 | 2 | Electric Utility
13681 | North Branch Water & Light Comm | 2002 | North Branch (MN) | 6 | Petroleum Liquids | 2.2 | 2 | Electric Utility
13681 | North Branch Water & Light Comm | 2002 | North Branch (MN) | 7 | Petroleum Liquids | 2.2 | 2 | Electric Utility
13683 | North Carolina El Member Corp | 2783 | Buxton | 1A | Petroleum Liquids | 3 | 3 | Electric Utility
13683 | North Carolina El Member Corp | 2783 | Buxton | 2A | Petroleum Liquids | 3 | 3 | Electric Utility
13683 | North Carolina El Member Corp | 2783 | Buxton | 3A | Petroleum Liquids | 3 | 3 | Electric Utility
13683 | North Carolina El Member Corp | 2783 | Buxton | 4A | Petroleum Liquids | 3 | 3 | Electric Utility
13683 | North Carolina El Member Corp | 2783 | Buxton | 5A | Petroleum Liquids | 3 | 3 | Electric Utility
13683 | North Carolina El Member Corp | 6377 | Ocracoke | 1 | Petroleum Liquids | 3 | 3 | Electric Utility
13683 | North Carolina El Member Corp | 56249 | Anson County Generation Facility | 1 | Natural Gas Fired Combustion Turbine | 57.3 | 56.5 | Electric Utility
13683 | North Carolina El Member Corp | 56249 | Anson County Generation Facility | 2 | Natural Gas Fired Combustion Turbine | 57.3 | 56.5 | Electric Utility
13683 | North Carolina El Member Corp | 56249 | Anson County Generation Facility | 3 | Natural Gas Fired Combustion Turbine | 57.3 | 56.5 | Electric Utility
13683 | North Carolina El Member Corp | 56249 | Anson County Generation Facility | 4 | Natural Gas Fired Combustion Turbine | 57.3 | 56.5 | Electric Utility
13683 | North Carolina El Member Corp | 56249 | Anson County Generation Facility | 5 | Natural Gas Fired Combustion Turbine | 57.3 | 56.5 | Electric Utility
13683 | North Carolina El Member Corp | 56249 | Anson County Generation Facility | 6 | Natural Gas Fired Combustion Turbine | 57.3 | 56.5 | Electric Utility
13683 | North Carolina El Member Corp | 56292 | Hamlet Generating Facility | ES1 | Natural Gas Fired Combustion Turbine | 57.3 | 56.5 | Electric Utility
13683 | North Carolina El Member Corp | 56292 | Hamlet Generating Facility | ES2 | Natural Gas Fired Combustion Turbine | 57.3 | 56.5 | Electric Utility
13683 | North Carolina El Member Corp | 56292 | Hamlet Generating Facility | ES3 | Natural Gas Fired Combustion Turbine | 57.3 | 56.5 | Electric Utility
13683 | North Carolina El Member Corp | 56292 | Hamlet Generating Facility | ES4 | Natural Gas Fired Combustion Turbine | 57.3 | 56.5 | Electric Utility
13683 | North Carolina El Member Corp | 56292 | Hamlet Generating Facility | ES5 | Natural Gas Fired Combustion Turbine | 57.3 | 56.5 | Electric Utility
13683 | North Carolina El Member Corp | 56292 | Hamlet Generating Facility | ES6 | Natural Gas Fired Combustion Turbine | 57.3 | 56.5 | Electric Utility
13697 | North Central Power Co Inc | 8013 | Winter | IC 1 | Petroleum Liquids | 2.8 | 2.8 | Electric Utility
13697 | North Central Power Co Inc | 8013 | Winter | IC 2 | Petroleum Liquids | 2.8 | 2.8 | Electric Utility
13718 | City of North Little Rock - (AR) | 7166 | Murray | 1 | Conventional Hydroelectric | 22.7 | 21.2 | Electric Utility
13718 | City of North Little Rock - (AR) | 7166 | Murray | 2 | Conventional Hydroelectric | 22.7 | 21.2 | Electric Utility
13727 | Northbrook New York LLC | 50512 | Glen Park Hydroelectric Project | GEN1 | Conventional Hydroelectric | 14.5 | 14.5 | IPP Non-CHP
13727 | Northbrook New York LLC | 50512 | Glen Park Hydroelectric Project | GEN2 | Conventional Hydroelectric | 14.5 | 14.5 | IPP Non-CHP
13727 | Northbrook New York LLC | 50512 | Glen Park Hydroelectric Project | GEN3 | Conventional Hydroelectric | 3.6 | 3.6 | IPP Non-CHP
13756 | Northern Indiana Pub Serv Co | 995 | Bailly | 10 | Natural Gas Fired Combustion Turbine | 37.5 | 31 | Electric Utility
13756 | Northern Indiana Pub Serv Co | 995 | Bailly | 7 | Conventional Steam Coal | 190.4 | 160 | Electric Utility
13756 | Northern Indiana Pub Serv Co | 995 | Bailly | 8 | Conventional Steam Coal | 413.1 | 320 | Electric Utility
13756 | Northern Indiana Pub Serv Co | 997 | Michigan City | 12 | Conventional Steam Coal | 540 | 469 | Electric Utility
13756 | Northern Indiana Pub Serv Co | 998 | Norway (IN) | 1 | Conventional Hydroelectric | 2 | 1.1 | Electric Utility
13756 | Northern Indiana Pub Serv Co | 998 | Norway (IN) | 2 | Conventional Hydroelectric | 2 | 1.1 | Electric Utility
13756 | Northern Indiana Pub Serv Co | 998 | Norway (IN) | 3 | Conventional Hydroelectric | 2 | 1.1 | Electric Utility
13756 | Northern Indiana Pub Serv Co | 998 | Norway (IN) | 4 | Conventional Hydroelectric | 1.3 | 0.7 | Electric Utility
13756 | Northern Indiana Pub Serv Co | 999 | Oakdale | 1 | Conventional Hydroelectric | 4.3 | 2.9 | Electric Utility
13756 | Northern Indiana Pub Serv Co | 999 | Oakdale | 2 | Conventional Hydroelectric | 3.2 | 2.2 | Electric Utility
13756 | Northern Indiana Pub Serv Co | 999 | Oakdale | 3 | Conventional Hydroelectric | 4.3 | 0.9 | Electric Utility
13756 | Northern Indiana Pub Serv Co | 6085 | R M Schahfer | 14 | Conventional Steam Coal | 540 | 431 | Electric Utility
13756 | Northern Indiana Pub Serv Co | 6085 | R M Schahfer | 15 | Conventional Steam Coal | 556.4 | 472 | Electric Utility
13756 | Northern Indiana Pub Serv Co | 6085 | R M Schahfer | 16A | Natural Gas Fired Combustion Turbine | 129 | 78 | Electric Utility
13756 | Northern Indiana Pub Serv Co | 6085 | R M Schahfer | 16B | Natural Gas Fired Combustion Turbine | 129 | 77 | Electric Utility
13756 | Northern Indiana Pub Serv Co | 6085 | R M Schahfer | 17 | Conventional Steam Coal | 423.5 | 361 | Electric Utility
13756 | Northern Indiana Pub Serv Co | 6085 | R M Schahfer | 18 | Conventional Steam Coal | 423.5 | 361 | Electric Utility
13756 | Northern Indiana Pub Serv Co | 55364 | Sugar Creek Power | CT01 | Natural Gas Fired Combined Cycle | 203.2 | 164.4 | Electric Utility
13756 | Northern Indiana Pub Serv Co | 55364 | Sugar Creek Power | CT02 | Natural Gas Fired Combined Cycle | 203.2 | 166.6 | Electric Utility
13756 | Northern Indiana Pub Serv Co | 55364 | Sugar Creek Power | ST1 | Natural Gas Fired Combined Cycle | 213 | 218 | Electric Utility
13763 | Northbrook Carolina Hydro LLC | 2735 | Turner Shoals | 1 | Conventional Hydroelectric | 2.7 | 2.7 | IPP Non-CHP
13763 | Northbrook Carolina Hydro LLC | 2735 | Turner Shoals | 2 | Conventional Hydroelectric | 2.7 | 2.7 | IPP Non-CHP
13763 | Northbrook Carolina Hydro LLC | 3253 | Boyds Mill Hydro | 1 | Conventional Hydroelectric | 0.7 | 0.7 | IPP Non-CHP
13763 | Northbrook Carolina Hydro LLC | 3253 | Boyds Mill Hydro | 2 | Conventional Hydroelectric | 0.7 | 0.7 | IPP Non-CHP
13763 | Northbrook Carolina Hydro LLC | 3261 | Hollidays Bridge Hydro | 1 | Conventional Hydroelectric | 1 | 1.2 | IPP Non-CHP
13763 | Northbrook Carolina Hydro LLC | 3261 | Hollidays Bridge Hydro | 2 | Conventional Hydroelectric | 1 | 1.2 | IPP Non-CHP
13763 | Northbrook Carolina Hydro LLC | 3261 | Hollidays Bridge Hydro | 3 | Conventional Hydroelectric | 1 | 1.2 | IPP Non-CHP
13763 | Northbrook Carolina Hydro LLC | 3261 | Hollidays Bridge Hydro | 4 | Conventional Hydroelectric | 1 | 1.2 | IPP Non-CHP
13763 | Northbrook Carolina Hydro LLC | 3267 | Saluda Dam | 1 | Conventional Hydroelectric | 0.6 | 0.6 | IPP Non-CHP
13763 | Northbrook Carolina Hydro LLC | 3267 | Saluda Dam | 2 | Conventional Hydroelectric | 0.6 | 0.6 | IPP Non-CHP
13763 | Northbrook Carolina Hydro LLC | 3267 | Saluda Dam | 3 | Conventional Hydroelectric | 0.6 | 0.6 | IPP Non-CHP
13763 | Northbrook Carolina Hydro LLC | 3267 | Saluda Dam | 4 | Conventional Hydroelectric | 0.6 | 0.6 | IPP Non-CHP
13765 | Northlake Energy | 54995 | Indiana Harbor E 5 AC Station | 17TG | Other Gases | 90 | 90 | Industrial CHP
13781 | Northern States Power Co - Minnesota | 1756 | Saxon Falls | 1 | Conventional Hydroelectric | 0.8 | 0.5 | Electric Utility
13781 | Northern States Power Co - Minnesota | 1756 | Saxon Falls | 2 | Conventional Hydroelectric | 0.8 | 0.5 | Electric Utility
13781 | Northern States Power Co - Minnesota | 1757 | Superior Falls | 1 | Conventional Hydroelectric | 0.7 | 0.5 | Electric Utility
13781 | Northern States Power Co - Minnesota | 1757 | Superior Falls | 2 | Conventional Hydroelectric | 0.7 | 0.5 | Electric Utility
13781 | Northern States Power Co - Minnesota | 1904 | Black Dog | 2 | Natural Gas Fired Combined Cycle | 136.9 | 110 | Electric Utility
13781 | Northern States Power Co - Minnesota | 1904 | Black Dog | 3 | Conventional Steam Coal | 113.6 | 70 | Electric Utility
13781 | Northern States Power Co - Minnesota | 1904 | Black Dog | 4 | Conventional Steam Coal | 163.2 | 149 | Electric Utility
13781 | Northern States Power Co - Minnesota | 1904 | Black Dog | 5 | Natural Gas Fired Combined Cycle | 187.9 | 161 | Electric Utility
13781 | Northern States Power Co - Minnesota | 1910 | Granite City | 1 | Natural Gas Fired Combustion Turbine | 18 | 13 | Electric Utility
13781 | Northern States Power Co - Minnesota | 1910 | Granite City | 2 | Natural Gas Fired Combustion Turbine | 18 | 13 | Electric Utility
13781 | Northern States Power Co - Minnesota | 1910 | Granite City | 3 | Natural Gas Fired Combustion Turbine | 18 | 13 | Electric Utility
13781 | Northern States Power Co - Minnesota | 1910 | Granite City | 4 | Natural Gas Fired Combustion Turbine | 18 | 13 | Electric Utility
13781 | Northern States Power Co - Minnesota | 1911 | Hennepin Island | 1 | Conventional Hydroelectric | 2.8 | 1.2 | Electric Utility
13781 | Northern States Power Co - Minnesota | 1911 | Hennepin Island | 2 | Conventional Hydroelectric | 2.8 | 1.2 | Electric Utility
13781 | Northern States Power Co - Minnesota | 1911 | Hennepin Island | 3 | Conventional Hydroelectric | 2.8 | 1.2 | Electric Utility
13781 | Northern States Power Co - Minnesota | 1911 | Hennepin Island | 4 | Conventional Hydroelectric | 2.8 | 1.2 | Electric Utility
13781 | Northern States Power Co - Minnesota | 1911 | Hennepin Island | 5 | Conventional Hydroelectric | 2.5 | 1.7 | Electric Utility
13781 | Northern States Power Co - Minnesota | 1912 | High Bridge | 7 | Natural Gas Fired Combined Cycle | 197 | 154 | Electric Utility
13781 | Northern States Power Co - Minnesota | 1912 | High Bridge | 8 | Natural Gas Fired Combined Cycle | 197 | 154 | Electric Utility
13781 | Northern States Power Co - Minnesota | 1912 | High Bridge | 9 | Natural Gas Fired Combined Cycle | 250 | 226 | Electric Utility
13781 | Northern States Power Co - Minnesota | 1913 | Inver Hills | 1 | Natural Gas Fired Combustion Turbine | 46.8 | 47 | Electric Utility
13781 | Northern States Power Co - Minnesota | 1913 | Inver Hills | 2 | Natural Gas Fired Combustion Turbine | 46.8 | 47 | Electric Utility
13781 | Northern States Power Co - Minnesota | 1913 | Inver Hills | 3 | Natural Gas Fired Combustion Turbine | 46.8 | 47 | Electric Utility
13781 | Northern States Power Co - Minnesota | 1913 | Inver Hills | 4 | Natural Gas Fired Combustion Turbine | 46.8 | 47 | Electric Utility
13781 | Northern States Power Co - Minnesota | 1913 | Inver Hills | 5 | Natural Gas Fired Combustion Turbine | 46.8 | 47 | Electric Utility
13781 | Northern States Power Co - Minnesota | 1913 | Inver Hills | 6 | Natural Gas Fired Combustion Turbine | 46.8 | 47 | Electric Utility
13781 | Northern States Power Co - Minnesota | 1913 | Inver Hills | 7 | Petroleum Liquids | 1.8 | 1.8 | Electric Utility
13781 | Northern States Power Co - Minnesota | 1913 | Inver Hills | 8 | Petroleum Liquids | 1.8 | 1.8 | Electric Utility
13781 | Northern States Power Co - Minnesota | 1914 | Key City | 1 | Natural Gas Fired Combustion Turbine | 18 | 8 | Electric Utility
13781 | Northern States Power Co - Minnesota | 1914 | Key City | 2 | Natural Gas Fired Combustion Turbine | 18 | 8 | Electric Utility
13781 | Northern States Power Co - Minnesota | 1914 | Key City | 3 | Natural Gas Fired Combustion Turbine | 18 | 13 | Electric Utility
13781 | Northern States Power Co - Minnesota | 1914 | Key City | 4 | Natural Gas Fired Combustion Turbine | 18 | 13 | Electric Utility
13781 | Northern States Power Co - Minnesota | 1915 | Allen S King | 1 | Conventional Steam Coal | 598.4 | 511 | Electric Utility
13781 | Northern States Power Co - Minnesota | 1922 | Monticello Nuclear Facility | 1 | Nuclear | 685 | 554 | Electric Utility
13781 | Northern States Power Co - Minnesota | 1925 | Prairie Island | 1 | Nuclear | 593.1 | 521 | Electric Utility
13781 | Northern States Power Co - Minnesota | 1925 | Prairie Island | 2 | Nuclear | 593.1 | 519 | Electric Utility
13781 | Northern States Power Co - Minnesota | 1926 | Red Wing | 1 | Municipal Solid Waste | 11.5 | 9 | Electric Utility
13781 | Northern States Power Co - Minnesota | 1926 | Red Wing | 2 | Municipal Solid Waste | 11.5 | 9 | Electric Utility
13781 | Northern States Power Co - Minnesota | 1927 | Riverside (MN) | 10 | Natural Gas Fired Combined Cycle | 210.6 | 155 | Electric Utility
13781 | Northern States Power Co - Minnesota | 1927 | Riverside (MN) | 9 | Natural Gas Fired Combined Cycle | 210.6 | 155 | Electric Utility
13781 | Northern States Power Co - Minnesota | 1927 | Riverside (MN) | ST7 | Natural Gas Fired Combined Cycle | 164.7 | 160 | Electric Utility
13781 | Northern States Power Co - Minnesota | 1934 | Wilmarth | 1 | Municipal Solid Waste | 12.5 | 9 | Electric Utility
13781 | Northern States Power Co - Minnesota | 1934 | Wilmarth | 2 | Municipal Solid Waste | 12.5 | 9 | Electric Utility
13781 | Northern States Power Co - Minnesota | 3982 | Bay Front | 4 | Wood/Wood Waste Biomass | 20 | 15 | Electric Utility
13781 | Northern States Power Co - Minnesota | 3982 | Bay Front | 5 | Wood/Wood Waste Biomass | 20 | 18 | Electric Utility
13781 | Northern States Power Co - Minnesota | 3982 | Bay Front | 6 | Natural Gas Steam Turbine | 27.2 | 23 | Electric Utility
13781 | Northern States Power Co - Minnesota | 3983 | Big Falls | 1 | Conventional Hydroelectric | 2.6 | 1.1 | Electric Utility
13781 | Northern States Power Co - Minnesota | 3983 | Big Falls | 2 | Conventional Hydroelectric | 2.6 | 1.1 | Electric Utility
13781 | Northern States Power Co - Minnesota | 3983 | Big Falls | 3 | Conventional Hydroelectric | 2.5 | 1.1 | Electric Utility
13781 | Northern States Power Co - Minnesota | 3984 | Northern States Flambeau | 1 | Natural Gas Fired Combustion Turbine | 16.3 | 12 | Electric Utility
13781 | Northern States Power Co - Minnesota | 3986 | Ladysmith Dam | 1 | Conventional Hydroelectric | 0.9 | 0.3 | Electric Utility
13781 | Northern States Power Co - Minnesota | 3986 | Ladysmith Dam | 2 | Conventional Hydroelectric | 0.9 | 0.3 | Electric Utility
13781 | Northern States Power Co - Minnesota | 3986 | Ladysmith Dam | 3 | Conventional Hydroelectric | 1.6 | 0.4 | Electric Utility
13781 | Northern States Power Co - Minnesota | 3988 | Thornapple | 1 | Conventional Hydroelectric | 0.7 | 0.4 | Electric Utility
13781 | Northern States Power Co - Minnesota | 3988 | Thornapple | 2 | Conventional Hydroelectric | 0.7 | 0.4 | Electric Utility
13781 | Northern States Power Co - Minnesota | 3989 | White River (WI) | 1 | Conventional Hydroelectric | 0.5 | 0.2 | Electric Utility
13781 | Northern States Power Co - Minnesota | 3989 | White River (WI) | 2 | Conventional Hydroelectric | 0.5 | 0.2 | Electric Utility
13781 | Northern States Power Co - Minnesota | 3998 | Cedar Falls (WI) | 1 | Conventional Hydroelectric | 2 | 1.3 | Electric Utility
13781 | Northern States Power Co - Minnesota | 3998 | Cedar Falls (WI) | 2 | Conventional Hydroelectric | 2 | 1.1 | Electric Utility
13781 | Northern States Power Co - Minnesota | 3998 | Cedar Falls (WI) | 3 | Conventional Hydroelectric | 2 | 1.2 | Electric Utility
13781 | Northern States Power Co - Minnesota | 4000 | Chippewa Falls | 1 | Conventional Hydroelectric | 3.6 | 1.9 | Electric Utility
13781 | Northern States Power Co - Minnesota | 4000 | Chippewa Falls | 2 | Conventional Hydroelectric | 3.6 | 2.1 | Electric Utility
13781 | Northern States Power Co - Minnesota | 4000 | Chippewa Falls | 3 | Conventional Hydroelectric | 3.6 | 2 | Electric Utility
13781 | Northern States Power Co - Minnesota | 4000 | Chippewa Falls | 4 | Conventional Hydroelectric | 3.6 | 2 | Electric Utility
13781 | Northern States Power Co - Minnesota | 4000 | Chippewa Falls | 5 | Conventional Hydroelectric | 3.6 | 2 | Electric Utility
13781 | Northern States Power Co - Minnesota | 4000 | Chippewa Falls | 6 | Conventional Hydroelectric | 3.6 | 2.1 | Electric Utility
13781 | Northern States Power Co - Minnesota | 4002 | Dells | 1 | Conventional Hydroelectric | 2.9 | 1.9 | Electric Utility
13781 | Northern States Power Co - Minnesota | 4002 | Dells | 2 | Conventional Hydroelectric | 2.6 | 1.5 | Electric Utility
13781 | Northern States Power Co - Minnesota | 4002 | Dells | 3 | Conventional Hydroelectric | 2.6 | 1.5 | Electric Utility
13781 | Northern States Power Co - Minnesota | 4002 | Dells | 4 | Conventional Hydroelectric | 2.6 | 1.5 | Electric Utility
13781 | Northern States Power Co - Minnesota | 4002 | Dells | 5 | Conventional Hydroelectric | 1.6 | 0.9 | Electric Utility
13781 | Northern States Power Co - Minnesota | 4005 | French Island | 1 | Wood/Wood Waste Biomass | 15.2 | 9 | Electric Utility
13781 | Northern States Power Co - Minnesota | 4005 | French Island | 2 | Wood/Wood Waste Biomass | 15.2 | 8 | Electric Utility
13781 | Northern States Power Co - Minnesota | 4005 | French Island | 3 | Petroleum Liquids | 78.8 | 61 | Electric Utility
13781 | Northern States Power Co - Minnesota | 4005 | French Island | 4 | Petroleum Liquids | 78.8 | 61 | Electric Utility
13781 | Northern States Power Co - Minnesota | 4007 | Holcombe | 1 | Conventional Hydroelectric | 11.3 | 7.3 | Electric Utility
13781 | Northern States Power Co - Minnesota | 4007 | Holcombe | 2 | Conventional Hydroelectric | 11.3 | 7.3 | Electric Utility
13781 | Northern States Power Co - Minnesota | 4007 | Holcombe | 3 | Conventional Hydroelectric | 11.3 | 7.3 | Electric Utility
13781 | Northern States Power Co - Minnesota | 4008 | Jim Falls | 1 | Conventional Hydroelectric | 29.6 | 12.3 | Electric Utility
13781 | Northern States Power Co - Minnesota | 4008 | Jim Falls | 2 | Conventional Hydroelectric | 29.6 | 12.5 | Electric Utility
13781 | Northern States Power Co - Minnesota | 4008 | Jim Falls | 4 | Conventional Hydroelectric | 0.6 | 0.2 | Electric Utility
13781 | Northern States Power Co - Minnesota | 4009 | Menomonie | 1 | Conventional Hydroelectric | 2.7 | 1.1 | Electric Utility
13781 | Northern States Power Co - Minnesota | 4009 | Menomonie | 2 | Conventional Hydroelectric | 2.7 | 1.1 | Electric Utility
13781 | Northern States Power Co - Minnesota | 4011 | St Croix Falls | 1 | Conventional Hydroelectric | 2.5 | 1.8 | Electric Utility
13781 | Northern States Power Co - Minnesota | 4011 | St Croix Falls | 2 | Conventional Hydroelectric | 2.5 | 1.8 | Electric Utility
13781 | Northern States Power Co - Minnesota | 4011 | St Croix Falls | 3 | Conventional Hydroelectric | 2.5 | 1.9 | Electric Utility
13781 | Northern States Power Co - Minnesota | 4011 | St Croix Falls | 4 | Conventional Hydroelectric | 2.5 | 1.9 | Electric Utility
13781 | Northern States Power Co - Minnesota | 4011 | St Croix Falls | 5 | Conventional Hydroelectric | 3.4 | 2 | Electric Utility
13781 | Northern States Power Co - Minnesota | 4011 | St Croix Falls | 6 | Conventional Hydroelectric | 3.4 | 1.9 | Electric Utility
13781 | Northern States Power Co - Minnesota | 4011 | St Croix Falls | 7 | Conventional Hydroelectric | 3.2 | 2 | Electric Utility
13781 | Northern States Power Co - Minnesota | 4011 | St Croix Falls | 8 | Conventional Hydroelectric | 3.2 | 1.9 | Electric Utility
13781 | Northern States Power Co - Minnesota | 4012 | Trego | 1 | Conventional Hydroelectric | 0.7 | 0.4 | Electric Utility
13781 | Northern States Power Co - Minnesota | 4012 | Trego | 2 | Conventional Hydroelectric | 0.5 | 0.3 | Electric Utility
13781 | Northern States Power Co - Minnesota | 4014 | Wheaton | 1 | Natural Gas Fired Combustion Turbine | 48.5 | 44 | Electric Utility
13781 | Northern States Power Co - Minnesota | 4014 | Wheaton | 2 | Natural Gas Fired Combustion Turbine | 48.5 | 55 | Electric Utility
13781 | Northern States Power Co - Minnesota | 4014 | Wheaton | 3 | Natural Gas Fired Combustion Turbine | 48.5 | 44 | Electric Utility
13781 | Northern States Power Co - Minnesota | 4014 | Wheaton | 4 | Natural Gas Fired Combustion Turbine | 48.5 | 47 | Electric Utility
13781 | Northern States Power Co - Minnesota | 4014 | Wheaton | 5 | Petroleum Liquids | 53.1 | 52 | Electric Utility
13781 | Northern States Power Co - Minnesota | 4014 | Wheaton | 6 | Petroleum Liquids | 53.1 | 48 | Electric Utility
13781 | Northern States Power Co - Minnesota | 4015 | Wissota | 1 | Conventional Hydroelectric | 6 | 3 | Electric Utility
13781 | Northern States Power Co - Minnesota | 4015 | Wissota | 2 | Conventional Hydroelectric | 7.7 | 3.1 | Electric Utility
13781 | Northern States Power Co - Minnesota | 4015 | Wissota | 3 | Conventional Hydroelectric | 6 | 3 | Electric Utility
13781 | Northern States Power Co - Minnesota | 4015 | Wissota | 4 | Conventional Hydroelectric | 7.7 | 3 | Electric Utility
13781 | Northern States Power Co - Minnesota | 4015 | Wissota | 5 | Conventional Hydroelectric | 6 | 2.9 | Electric Utility
13781 | Northern States Power Co - Minnesota | 4015 | Wissota | 6 | Conventional Hydroelectric | 6 | 3 | Electric Utility
13781 | Northern States Power Co - Minnesota | 6086 | Cornell | 1 | Conventional Hydroelectric | 11.5 | 6.2 | Electric Utility
13781 | Northern States Power Co - Minnesota | 6086 | Cornell | 2 | Conventional Hydroelectric | 11.5 | 6.4 | Electric Utility
13781 | Northern States Power Co - Minnesota | 6086 | Cornell | 3 | Conventional Hydroelectric | 11.5 | 6.9 | Electric Utility
13781 | Northern States Power Co - Minnesota | 6086 | Cornell | 4 | Conventional Hydroelectric | 0.8 | 0.4 | Electric Utility
13781 | Northern States Power Co - Minnesota | 6090 | Sherburne County | 1 | Conventional Steam Coal | 765.3 | 680 | Electric Utility
13781 | Northern States Power Co - Minnesota | 6090 | Sherburne County | 2 | Conventional Steam Coal | 765.3 | 682 | Electric Utility
13781 | Northern States Power Co - Minnesota | 6090 | Sherburne County | 3 | Conventional Steam Coal | 938.7 | 860 | Electric Utility
13781 | Northern States Power Co - Minnesota | 6231 | Apple River | 1 | Conventional Hydroelectric | 0.8 | 0.4 | Electric Utility
13781 | Northern States Power Co - Minnesota | 6231 | Apple River | 3 | Conventional Hydroelectric | 0.8 | 0.5 | Electric Utility
13781 | Northern States Power Co - Minnesota | 6231 | Apple River | 4 | Conventional Hydroelectric | 0.8 | 0.5 | Electric Utility
13781 | Northern States Power Co - Minnesota | 7237 | Angus Anson | 1 | Natural Gas Fired Combustion Turbine | 119.7 | 90 | Electric Utility
13781 | Northern States Power Co - Minnesota | 7237 | Angus Anson | 2 | Natural Gas Fired Combustion Turbine | 119.7 | 90 | Electric Utility
13781 | Northern States Power Co - Minnesota | 7237 | Angus Anson | 4 | Natural Gas Fired Combustion Turbine | 166.3 | 147 | Electric Utility
13781 | Northern States Power Co - Minnesota | 7376 | Alliant Techsystems | 1 | Petroleum Liquids | 1.6 | 1.6 | Electric Utility
13781 | Northern States Power Co - Minnesota | 7378 | United Hospital | 1 | Petroleum Liquids | 1.6 | 1.6 | Commercial Non-CHP
13781 | Northern States Power Co - Minnesota | 7378 | United Hospital | 2 | Petroleum Liquids | 1.6 | 1.6 | Commercial Non-CHP
13781 | Northern States Power Co - Minnesota | 7378 | United Hospital | 3 | Petroleum Liquids | 1.6 | 1.6 | Commercial Non-CHP
13781 | Northern States Power Co - Minnesota | 8027 | Blue Lake | 1 | Petroleum Liquids | 56.7 | 39 | Electric Utility
13781 | Northern States Power Co - Minnesota | 8027 | Blue Lake | 2 | Petroleum Liquids | 56.7 | 39 | Electric Utility
13781 | Northern States Power Co - Minnesota | 8027 | Blue Lake | 3 | Petroleum Liquids | 56.7 | 36 | Electric Utility
13781 | Northern States Power Co - Minnesota | 8027 | Blue Lake | 4 | Petroleum Liquids | 56.7 | 39 | Electric Utility
13781 | Northern States Power Co - Minnesota | 8027 | Blue Lake | 7 | Natural Gas Fired Combustion Turbine | 166.3 | 150 | Electric Utility
13781 | Northern States Power Co - Minnesota | 8027 | Blue Lake | 8 | Natural Gas Fired Combustion Turbine | 166.3 | 150 | Electric Utility
13781 | Northern States Power Co - Minnesota | 56994 | Grand Meadow | WND67 | Onshore Wind Turbine | 100.5 | 14.8 | Electric Utility
13781 | Northern States Power Co - Minnesota | 57047 | Nobles Wind Project | 1 | Onshore Wind Turbine | 201 | 29.5 | Electric Utility
13781 | Northern States Power Co - Minnesota | 58579 | Laverne Battery | 1 | Batteries | 1.1 | 1 | IPP Non-CHP
13788 | Northern Wasco County PUD | 7431 | Dalles Dam North Fishway Project | 1 | Conventional Hydroelectric | 6.5 | 5 | Electric Utility
13788 | Northern Wasco County PUD | 7511 | McNary Dam Fish Attraction Project | 1 | Conventional Hydroelectric | 10 | 8.9 | Electric Utility
13808 | Northern Iowa Windpower LLC | 55804 | Top of Iowa Windfarm | NM | Onshore Wind Turbine | 80 | 80 | IPP Non-CHP
13809 | NorthWestern Energy - (SD) | 3338 | Aberdeen CT | 2 | Natural Gas Fired Combustion Turbine | 82.2 | 52 | Electric Utility
13809 | NorthWestern Energy - (SD) | 3338 | Aberdeen CT | GT1 | Petroleum Liquids | 28.8 | 20.5 | Electric Utility
13809 | NorthWestern Energy - (SD) | 3341 | Clark (SD) | 1 | Petroleum Liquids | 2.7 | 2.6 | Electric Utility
13809 | NorthWestern Energy - (SD) | 3342 | Faulkton | 1 | Petroleum Liquids | 2.7 | 2.5 | Electric Utility
13809 | NorthWestern Energy - (SD) | 3344 | Huron | 1 | Natural Gas Fired Combustion Turbine | 15 | 11 | Electric Utility
13809 | NorthWestern Energy - (SD) | 3344 | Huron | 2A | Natural Gas Fired Combustion Turbine | 42.9 | 43.7 | Electric Utility
13809 | NorthWestern Energy - (SD) | 3346 | Mobile Unit | 2 | Petroleum Liquids | 1.7 | 1.8 | Electric Utility
13809 | NorthWestern Energy - (SD) | 3346 | Mobile Unit | 3 | Petroleum Liquids | 2 | 2 | Electric Utility
13809 | NorthWestern Energy - (SD) | 8034 | Yankton | 1 | Natural Gas Internal Combustion Engine | 2.2 | 2.2 | Electric Utility
13809 | NorthWestern Energy - (SD) | 8034 | Yankton | 2 | Petroleum Liquids | 2.7 | 2.8 | Electric Utility
13809 | NorthWestern Energy - (SD) | 8034 | Yankton | 3 | Natural Gas Internal Combustion Engine | 6.5 | 6.5 | Electric Utility
13809 | NorthWestern Energy - (SD) | 8034 | Yankton | 4 | Petroleum Liquids | 2 | 2 | Electric Utility
13815 | Northwestern Wisconsin Elec Co | 4020 | Frederic Diesel | 10 | Petroleum Liquids | 2.5 | 2.5 | Electric Utility
13815 | Northwestern Wisconsin Elec Co | 4020 | Frederic Diesel | 2 | Petroleum Liquids | 0.7 | 0.7 | Electric Utility
13815 | Northwestern Wisconsin Elec Co | 4020 | Frederic Diesel | 3 | Petroleum Liquids | 0.7 | 0.7 | Electric Utility
13815 | Northwestern Wisconsin Elec Co | 4020 | Frederic Diesel | 4 | Petroleum Liquids | 0.7 | 0.6 | Electric Utility
13815 | Northwestern Wisconsin Elec Co | 4020 | Frederic Diesel | 5 | Petroleum Liquids | 0.6 | 0.5 | Electric Utility
13815 | Northwestern Wisconsin Elec Co | 4020 | Frederic Diesel | 6 | Petroleum Liquids | 1.8 | 1.7 | Electric Utility
13815 | Northwestern Wisconsin Elec Co | 4020 | Frederic Diesel | 7 | Petroleum Liquids | 1.7 | 1.8 | Electric Utility
13815 | Northwestern Wisconsin Elec Co | 4020 | Frederic Diesel | 8 | Petroleum Liquids | 2.5 | 2.5 | Electric Utility
13815 | Northwestern Wisconsin Elec Co | 4020 | Frederic Diesel | 9 | Petroleum Liquids | 2.5 | 2.5 | Electric Utility
13815 | Northwestern Wisconsin Elec Co | 4021 | Grantsburg Diesel | 1A | Petroleum Liquids | 0.7 | 0.8 | Electric Utility
13815 | Northwestern Wisconsin Elec Co | 4021 | Grantsburg Diesel | 2 | Petroleum Liquids | 0.7 | 0.8 | Electric Utility
13815 | Northwestern Wisconsin Elec Co | 4021 | Grantsburg Diesel | 3 | Petroleum Liquids | 1 | 0.9 | Electric Utility
13815 | Northwestern Wisconsin Elec Co | 4021 | Grantsburg Diesel | 4 | Petroleum Liquids | 2.2 | 2 | Electric Utility
13815 | Northwestern Wisconsin Elec Co | 4021 | Grantsburg Diesel | 8 | Petroleum Liquids | 1.8 | 1.8 | Electric Utility
13815 | Northwestern Wisconsin Elec Co | 55998 | Danbury Diesel | GT1 | Petroleum Liquids | 6.7 | 4 | Electric Utility
13815 | Northwestern Wisconsin Elec Co | 55998 | Danbury Diesel | IC1 | Petroleum Liquids | 0.5 | 0.5 | Electric Utility
13815 | Northwestern Wisconsin Elec Co | 55998 | Danbury Diesel | IC2 | Petroleum Liquids | 0.6 | 0.5 | Electric Utility
13826 | City of Norway | 1848 | Norway (MI) | 1 | Conventional Hydroelectric | 2.7 | 2.7 | Electric Utility
13826 | City of Norway | 1848 | Norway (MI) | 2 | Conventional Hydroelectric | 1.2 | 1.2 | Electric Utility
13826 | City of Norway | 1848 | Norway (MI) | 3 | Conventional Hydroelectric | 1.2 | 1.1 | Electric Utility
13826 | City of Norway | 1848 | Norway (MI) | 4 | Conventional Hydroelectric | 1.2 | 0.9 | Electric Utility
13831 | City of Norwich - (CT) | 581 | North Main Street | 5 | Petroleum Liquids | 19 | 15.3 | Electric Utility
13831 | City of Norwich - (CT) | 583 | Tenth Street | 1 | Conventional Hydroelectric | 1.4 | 1 | Electric Utility
13831 | City of Norwich - (CT) | 57624 | Norwich WWTP | 1 | Petroleum Liquids | 2 | 2 | Commercial Non-CHP
13833 | Northeastern Power Co | 50039 | Kline Township Cogen Facility | GEN1 | Conventional Steam Coal | 59 | 52 | IPP CHP
13866 | NWP Indian Mesa Wind Farm LP | 55747 | NWP Indian Mesa Wind Farm | NWP2 | Onshore Wind Turbine | 82.5 | 82.5 | IPP Non-CHP
13870 | Nushagak Electric Coop, Inc | 109 | Dillingham | 10 | Petroleum Liquids | 1.1 | 1.1 | Electric Utility
13870 | Nushagak Electric Coop, Inc | 109 | Dillingham | 11 | Petroleum Liquids | 1 | 1 | Electric Utility
13870 | Nushagak Electric Coop, Inc | 109 | Dillingham | 12 | Petroleum Liquids | 1 | 1 | Electric Utility
13870 | Nushagak Electric Coop, Inc | 109 | Dillingham | 13 | Petroleum Liquids | 1 | 1 | Electric Utility
13870 | Nushagak Electric Coop, Inc | 109 | Dillingham | 14 | Petroleum Liquids | 1 | 1 | Electric Utility
13870 | Nushagak Electric Coop, Inc | 109 | Dillingham | 15 | Petroleum Liquids | 1 | 1 | Electric Utility
13870 | Nushagak Electric Coop, Inc | 109 | Dillingham | 16 | Petroleum Liquids | 0.5 | 0.5 | Electric Utility
13875 | NRG Energy Center Paxton LLC | 50373 | Paxton Creek Cogeneration | GEN1 | Natural Gas Internal Combustion Engine | 6.3 | 6 | IPP CHP
13875 | NRG Energy Center Paxton LLC | 50373 | Paxton Creek Cogeneration | GEN2 | Natural Gas Internal Combustion Engine | 6.3 | 6 | IPP CHP
13876 | Nove Investments I LLC | 50831 | Nove Power Plant | GEN1 | Landfill Gas | 1 | 1 | IPP Non-CHP
13876 | Nove Investments I LLC | 50831 | Nove Power Plant | GEN2 | Landfill Gas | 1 | 1 | IPP Non-CHP
13876 | Nove Investments I LLC | 50831 | Nove Power Plant | GEN3 | Landfill Gas | 1 | 1 | IPP Non-CHP
13886 | NRG Sterlington Power LLC | 55099 | NRG Sterlington Power | 01 | Natural Gas Fired Combustion Turbine | 25 | 24 | IPP Non-CHP
13886 | NRG Sterlington Power LLC | 55099 | NRG Sterlington Power | 02 | Natural Gas Fired Combustion Turbine | 25 | 22 | IPP Non-CHP
13886 | NRG Sterlington Power LLC | 55099 | NRG Sterlington Power | 03 | Natural Gas Fired Combustion Turbine | 25 | 22 | IPP Non-CHP
13886 | NRG Sterlington Power LLC | 55099 | NRG Sterlington Power | 04 | Natural Gas Fired Combustion Turbine | 25 | 23 | IPP Non-CHP
13886 | NRG Sterlington Power LLC | 55099 | NRG Sterlington Power | 06 | Natural Gas Fired Combustion Turbine | 21.8 | 18 | IPP Non-CHP
13886 | NRG Sterlington Power LLC | 55099 | NRG Sterlington Power | 07 | Natural Gas Fired Combustion Turbine | 28.7 | 16 | IPP Non-CHP
13886 | NRG Sterlington Power LLC | 55099 | NRG Sterlington Power | 08 | Natural Gas Fired Combustion Turbine | 25 | 19 | IPP Non-CHP
13886 | NRG Sterlington Power LLC | 55099 | NRG Sterlington Power | 09 | Natural Gas Fired Combustion Turbine | 17 | 16 | IPP Non-CHP
13886 | NRG Sterlington Power LLC | 55099 | NRG Sterlington Power | 10 | Natural Gas Fired Combustion Turbine | 16 | 16 | IPP Non-CHP
13898 | Oildale Energy LLC | 54371 | Oildale Energy LLC | ODC1 | Natural Gas Fired Combustion Turbine | 42.2 | 40 | IPP CHP
13902 | NorthWestern Energy | 2181 | Black Eagle | BLA1 | Conventional Hydroelectric | 7.8 | 7 | Electric Utility
13902 | NorthWestern Energy | 2181 | Black Eagle | BLA2 | Conventional Hydroelectric | 7.8 | 7 | Electric Utility
13902 | NorthWestern Energy | 2181 | Black Eagle | BLA3 | Conventional Hydroelectric | 8.4 | 7 | Electric Utility
13902 | NorthWestern Energy | 2182 | Cochrane | COC1 | Conventional Hydroelectric | 28.4 | 32 | Electric Utility
13902 | NorthWestern Energy | 2182 | Cochrane | COC2 | Conventional Hydroelectric | 32 | 32 | Electric Utility
13902 | NorthWestern Energy | 2185 | Hauser | HAU1 | Conventional Hydroelectric | 2.8 | 3 | Electric Utility
13902 | NorthWestern Energy | 2185 | Hauser | HAU2 | Conventional Hydroelectric | 2.8 | 3 | Electric Utility
13902 | NorthWestern Energy | 2185 | Hauser | HAU3 | Conventional Hydroelectric | 2.8 | 3 | Electric Utility
13902 | NorthWestern Energy | 2185 | Hauser | HAU4 | Conventional Hydroelectric | 2.8 | 3 | Electric Utility
13902 | NorthWestern Energy | 2185 | Hauser | HAU5 | Conventional Hydroelectric | 2.8 | 3 | Electric Utility
13902 | NorthWestern Energy | 2185 | Hauser | HAU6 | Conventional Hydroelectric | 3 | 4 | Electric Utility
13902 | NorthWestern Energy | 2186 | Holter | HOL1 | Conventional Hydroelectric | 9.6 | 12 | Electric Utility
13902 | NorthWestern Energy | 2186 | Holter | HOL2 | Conventional Hydroelectric | 9.6 | 12 | Electric Utility
13902 | NorthWestern Energy | 2186 | Holter | HOL3 | Conventional Hydroelectric | 9.6 | 12 | Electric Utility
13902 | NorthWestern Energy | 2186 | Holter | HOL4 | Conventional Hydroelectric | 9.6 | 12 | Electric Utility
13902 | NorthWestern Energy | 2188 | Kerr | KER1 | Conventional Hydroelectric | 70.6 | 62 | Electric Utility
13902 | NorthWestern Energy | 2188 | Kerr | KER2 | Conventional Hydroelectric | 50.4 | 62 | Electric Utility
13902 | NorthWestern Energy | 2188 | Kerr | KER3 | Conventional Hydroelectric | 86.6 | 82 | Electric Utility
13902 | NorthWestern Energy | 2191 | Morony | MOR1 | Conventional Hydroelectric | 22.5 | 24 | Electric Utility
13902 | NorthWestern Energy | 2191 | Morony | MOR2 | Conventional Hydroelectric | 31.5 | 24 | Electric Utility
13902 | NorthWestern Energy | 2192 | Mystic | MYS1 | Conventional Hydroelectric | 6 | 6 | Electric Utility
13902 | NorthWestern Energy | 2192 | Mystic | MYS2 | Conventional Hydroelectric | 6 | 6 | Electric Utility
13902 | NorthWestern Energy | 2193 | Rainbow (MT) | RAI9 | Conventional Hydroelectric | 59 | 60.5 | Electric Utility
13902 | NorthWestern Energy | 2194 | Ryan | RYA1 | Conventional Hydroelectric | 8 | 10 | Electric Utility
13902 | NorthWestern Energy | 2194 | Ryan | RYA2 | Conventional Hydroelectric | 9.2 | 10 | Electric Utility
13902 | NorthWestern Energy | 2194 | Ryan | RYA3 | Conventional Hydroelectric | 8 | 10 | Electric Utility
13902 | NorthWestern Energy | 2194 | Ryan | RYA4 | Conventional Hydroelectric | 9.2 | 10 | Electric Utility
13902 | NorthWestern Energy | 2194 | Ryan | RYA5 | Conventional Hydroelectric | 8 | 10 | Electric Utility
13902 | NorthWestern Energy | 2194 | Ryan | RYA6 | Conventional Hydroelectric | 8 | 10 | Electric Utility
13902 | NorthWestern Energy | 2195 | Thompson Falls | TF1 | Conventional Hydroelectric | 5 | 7 | Electric Utility
13902 | NorthWestern Energy | 2195 | Thompson Falls | TF2 | Conventional Hydroelectric | 5 | 6 | Electric Utility
13902 | NorthWestern Energy | 2195 | Thompson Falls | TF3 | Conventional Hydroelectric | 5 | 7 | Electric Utility
13902 | NorthWestern Energy | 2195 | Thompson Falls | TF4 | Conventional Hydroelectric | 5 | 6 | Electric Utility
13902 | NorthWestern Energy | 2195 | Thompson Falls | TF5 | Conventional Hydroelectric | 5 | 6 | Electric Utility
13902 | NorthWestern Energy | 2195 | Thompson Falls | TF6 | Conventional Hydroelectric | 5 | 6 | Electric Utility
13902 | NorthWestern Energy | 2195 | Thompson Falls | TF7 | Conventional Hydroelectric | 57.1 | 56 | Electric Utility
13902 | NorthWestern Energy | 2196 | Old Faithful | 1 | Petroleum Liquids | 1 | 1 | Electric Utility
13902 | NorthWestern Energy | 2196 | Old Faithful | 2 | Petroleum Liquids | 1 | 1 | Electric Utility
13902 | NorthWestern Energy | 6422 | Madison Dam | MAD1 | Conventional Hydroelectric | 2.2 | 2 | Electric Utility
13902 | NorthWestern Energy | 6422 | Madison Dam | MAD2 | Conventional Hydroelectric | 2.2 | 2 | Electric Utility
13902 | NorthWestern Energy | 6422 | Madison Dam | MAD3 | Conventional Hydroelectric | 2.2 | 2 | Electric Utility
13902 | NorthWestern Energy | 6422 | Madison Dam | MAD4 | Conventional Hydroelectric | 2.2 | 2 | Electric Utility
13902 | NorthWestern Energy | 7039 | Lake (WY) | 1 | Petroleum Liquids | 2.7 | 2.7 | Electric Utility
13902 | NorthWestern Energy | 58218 | Spion Kop Wind Farm | SKW25 | Onshore Wind Turbine | 40 | 40 | Electric Utility
13908 | NRG South CentralOperationsInc | 55433 | Bayou Cove Peaking Power | 0001 | Natural Gas Fired Combustion Turbine | 104 | 75 | IPP Non-CHP
13908 | NRG South CentralOperationsInc | 55433 | Bayou Cove Peaking Power | 0002 | Natural Gas Fired Combustion Turbine | 104 | 75 | IPP Non-CHP
13908 | NRG South CentralOperationsInc | 55433 | Bayou Cove Peaking Power | 0003 | Natural Gas Fired Combustion Turbine | 104 | 75 | IPP Non-CHP
13908 | NRG South CentralOperationsInc | 55433 | Bayou Cove Peaking Power | 0004 | Natural Gas Fired Combustion Turbine | 104 | 75 | IPP Non-CHP
13914 | Occidental Chemical Corporation | 50169 | Wichita Plant | GEN1 | Natural Gas Fired Combustion Turbine | 43.7 | 27 | Industrial CHP
13914 | Occidental Chemical Corporation | 55089 | Taft Cogeneration Facility | CT1 | Natural Gas Fired Combined Cycle | 178.5 | 146.6 | Industrial CHP
13914 | Occidental Chemical Corporation | 55089 | Taft Cogeneration Facility | CT2 | Natural Gas Fired Combined Cycle | 178.5 | 142.9 | Industrial CHP
13914 | Occidental Chemical Corporation | 55089 | Taft Cogeneration Facility | CT3 | Natural Gas Fired Combined Cycle | 178.5 | 150.3 | Industrial CHP
13914 | Occidental Chemical Corporation | 55089 | Taft Cogeneration Facility | ST1 | Natural Gas Fired Combined Cycle | 358.7 | 299.1 | Industrial CHP
13923 | NRG Oswego Harbor Power Operations Inc | 2594 | Oswego Harbor Power | ST5 | Petroleum Liquids | 901.8 | 828.5 | IPP Non-CHP
13923 | NRG Oswego Harbor Power Operations Inc | 2594 | Oswego Harbor Power | ST6 | Petroleum Liquids | 901.8 | 826.5 | IPP Non-CHP
13935 | Oakdale&South San Joaquin Irrigation D. | 414 | Beardsley | 1 | Conventional Hydroelectric | 10 | 11 | IPP Non-CHP
13935 | Oakdale&South San Joaquin Irrigation D. | 415 | Donnells | H1 | Conventional Hydroelectric | 72 | 72 | IPP Non-CHP
13935 | Oakdale&South San Joaquin Irrigation D. | 416 | Tulloch | 1 | Conventional Hydroelectric | 8.5 | 9 | IPP Non-CHP
13935 | Oakdale&South San Joaquin Irrigation D. | 416 | Tulloch | 2 | Conventional Hydroelectric | 8.5 | 10 | IPP Non-CHP
13935 | Oakdale&South San Joaquin Irrigation D. | 416 | Tulloch | 3 | Conventional Hydroelectric | 7.2 | 6.8 | IPP Non-CHP
13938 | Oak Creek Energy System Inc II | 50754 | Oak Creek Energy Systems I | GEN1 | Onshore Wind Turbine | 3.5 | 3.5 | IPP Non-CHP
13938 | Oak Creek Energy System Inc II | 50754 | Oak Creek Energy Systems I | GEN2 | Onshore Wind Turbine | 4.2 | 4.2 | IPP Non-CHP
13938 | Oak Creek Energy System Inc II | 50754 | Oak Creek Energy Systems I | GEN3 | Onshore Wind Turbine | 23.1 | 23.1 | IPP Non-CHP
13938 | Oak Creek Energy System Inc II | 50754 | Oak Creek Energy Systems I | GEN4 | Onshore Wind Turbine | 3.7 | 3.7 | IPP Non-CHP
13943 | Ocean County Utilities Auth | 54569 | Bayville Central Facility | COG1 | Other Waste Biomass | 0.3 | 0.3 | Commercial CHP
13943 | Ocean County Utilities Auth | 54569 | Bayville Central Facility | COG2 | Other Waste Biomass | 0.3 | 0.3 | Commercial CHP
13943 | Ocean County Utilities Auth | 54569 | Bayville Central Facility | COG3 | Other Waste Biomass | 0.3 | 0.3 | Commercial CHP
13943 | Ocean County Utilities Auth | 54569 | Bayville Central Facility | COG4 | Petroleum Liquids | 1.5 | 1.5 | Commercial CHP
13943 | Ocean County Utilities Auth | 54569 | Bayville Central Facility | COG5 | Petroleum Liquids | 1.5 | 1.5 | Commercial CHP
13943 | Ocean County Utilities Auth | 54569 | Bayville Central Facility | COG6 | Petroleum Liquids | 1.5 | 1.5 | Commercial CHP
13943 | Ocean County Utilities Auth | 54569 | Bayville Central Facility | COG7 | Petroleum Liquids | 1.5 | 1.5 | Commercial CHP
13943 | Ocean County Utilities Auth | 54569 | Bayville Central Facility | CPV1 | Solar Photovoltaic | 0.2 | 0.2 | Commercial CHP
13945 | Oakwood Hospital Med Center | 50260 | Oakwood Hospital & Medical Center | 1 2M | Petroleum Liquids | 2 | 2 | Commercial Non-CHP
13945 | Oakwood Hospital Med Center | 50260 | Oakwood Hospital & Medical Center | 2 2M | Petroleum Liquids | 2 | 2 | Commercial Non-CHP
13945 | Oakwood Hospital Med Center | 50260 | Oakwood Hospital & Medical Center | 500A | Petroleum Liquids | 0.5 | 0.5 | Commercial Non-CHP
13945 | Oakwood Hospital Med Center | 50260 | Oakwood Hospital & Medical Center | 500KW | Petroleum Liquids | 0.5 | 0.5 | Commercial Non-CHP
13948 | City of Oberlin - (KS) | 1312 | Oberlin (KS) | 1 | Natural Gas Internal Combustion Engine | 1.1 | 0.9 | Electric Utility
13948 | City of Oberlin - (KS) | 1312 | Oberlin (KS) | 2 | Natural Gas Internal Combustion Engine | 0.8 | 0.6 | Electric Utility
13948 | City of Oberlin - (KS) | 1312 | Oberlin (KS) | 4 | Natural Gas Internal Combustion Engine | 1.5 | 1.2 | Electric Utility
13948 | City of Oberlin - (KS) | 1312 | Oberlin (KS) | 5 | Natural Gas Internal Combustion Engine | 2 | 1.3 | Electric Utility
13948 | City of Oberlin - (KS) | 1312 | Oberlin (KS) | 6 | Natural Gas Internal Combustion Engine | 1.5 | 1.2 | Electric Utility
13949 | City of Oberlin - (OH) | 2933 | Oberlin (OH) | 1 | Petroleum Liquids | 1.1 | 1 | Electric Utility
13949 | City of Oberlin - (OH) | 2933 | Oberlin (OH) | 10 | Natural Gas Internal Combustion Engine | 0.5 | 0.5 | Electric Utility
13949 | City of Oberlin - (OH) | 2933 | Oberlin (OH) | 2A | Natural Gas Internal Combustion Engine | 3.1 | 3.1 | Electric Utility
13949 | City of Oberlin - (OH) | 2933 | Oberlin (OH) | 3A | Natural Gas Internal Combustion Engine | 3.1 | 3.1 | Electric Utility
13949 | City of Oberlin - (OH) | 2933 | Oberlin (OH) | 6 | Petroleum Liquids | 2.5 | 2 | Electric Utility
13949 | City of Oberlin - (OH) | 2933 | Oberlin (OH) | 7 | Petroleum Liquids | 2.7 | 2.7 | Electric Utility
13949 | City of Oberlin - (OH) | 2933 | Oberlin (OH) | 8 | Petroleum Liquids | 3 | 3 | Electric Utility
13949 | City of Oberlin - (OH) | 2933 | Oberlin (OH) | 9 | Natural Gas Internal Combustion Engine | 0.4 | 0.4 | Electric Utility
13949 | City of Oberlin - (OH) | 2933 | Oberlin (OH) | IC4 | Natural Gas Internal Combustion Engine | 2.1 | 2.1 | Electric Utility
13960 | NRG Cabrillo Power Ops Inc | 301 | El Cajon | ENCI | Natural Gas Fired Combustion Turbine | 18 | 16 | IPP Non-CHP
13960 | NRG Cabrillo Power Ops Inc | 302 | Encina | 2 | Natural Gas Steam Turbine | 110 | 104 | IPP Non-CHP
13960 | NRG Cabrillo Power Ops Inc | 302 | Encina | 3 | Natural Gas Steam Turbine | 110 | 110 | IPP Non-CHP
13960 | NRG Cabrillo Power Ops Inc | 302 | Encina | 4 | Natural Gas Steam Turbine | 306 | 300 | IPP Non-CHP
13960 | NRG Cabrillo Power Ops Inc | 302 | Encina | 5 | Natural Gas Steam Turbine | 345.6 | 330 | IPP Non-CHP
13960 | NRG Cabrillo Power Ops Inc | 302 | Encina | GT1 | Natural Gas Fired Combustion Turbine | 18 | 14 | IPP Non-CHP
13960 | NRG Cabrillo Power Ops Inc | 302 | Encina | ST1 | Natural Gas Steam Turbine | 110 | 106 | IPP Non-CHP
13960 | NRG Cabrillo Power Ops Inc | 303 | Kearny | KEA2 | Natural Gas Fired Combustion Turbine | 72 | 59 | IPP Non-CHP
13960 | NRG Cabrillo Power Ops Inc | 303 | Kearny | KEA3 | Natural Gas Fired Combustion Turbine | 72 | 61 | IPP Non-CHP
13960 | NRG Cabrillo Power Ops Inc | 305 | Miramar | MRGT | Natural Gas Fired Combustion Turbine | 49 | 36 | IPP Non-CHP
13964 | Oconto Electric Cooperative | 4147 | Stiles | 1 | Conventional Hydroelectric | 0.5 | 0.3 | Electric Utility
13964 | Oconto Electric Cooperative | 4147 | Stiles | 2 | Conventional Hydroelectric | 0.5 | 0.3 | Electric Utility
13971 | City of Odessa - (MO) | 2148 | Odessa | 3 | Petroleum Liquids | 2 | 1.8 | Electric Utility
13971 | City of Odessa - (MO) | 2148 | Odessa | 6 | Petroleum Liquids | 3 | 2.7 | Electric Utility
13971 | City of Odessa - (MO) | 2148 | Odessa | IC4 | Petroleum Liquids | 0.9 | 0.8 | Electric Utility
13982 | Ogden Projects Inc-Haverhill | 50661 | Covanta Haverhill | GEN1 | Municipal Solid Waste | 46 | 42.8 | IPP Non-CHP
13989 | California Resources Elk Hills LLC | 55950 | Elk Hills Cogen | U1 | Natural Gas Fired Combustion Turbine | 23.3 | 23.3 | Industrial CHP
13989 | California Resources Elk Hills LLC | 55950 | Elk Hills Cogen | U2 | Natural Gas Fired Combustion Turbine | 23.3 | 23.3 | Industrial CHP
13990 | City of Ogden - (IA) | 1169 | Ogden | 4 | Petroleum Liquids | 0.4 | 0.5 | Electric Utility
13990 | City of Ogden - (IA) | 1169 | Ogden | 5 | Petroleum Liquids | 1 | 1 | Electric Utility
13990 | City of Ogden - (IA) | 1169 | Ogden | 6 | Petroleum Liquids | 2.5 | 2.5 | Electric Utility
13994 | Oglethorpe Power Corporation | 6189 | Rocky Mountain Hydroelectric Plant | 1 | Hydroelectric Pumped Storage | 282.6 | 345 | Electric Utility
13994 | Oglethorpe Power Corporation | 6189 | Rocky Mountain Hydroelectric Plant | 2 | Hydroelectric Pumped Storage | 282.6 | 345 | Electric Utility
13994 | Oglethorpe Power Corporation | 6189 | Rocky Mountain Hydroelectric Plant | 3 | Hydroelectric Pumped Storage | 282.6 | 345 | Electric Utility
13994 | Oglethorpe Power Corporation | 7813 | Sewell Creek Energy | 1 | Natural Gas Fired Combustion Turbine | 121 | 91.3 | Electric Utility
13994 | Oglethorpe Power Corporation | 7813 | Sewell Creek Energy | 2 | Natural Gas Fired Combustion Turbine | 121 | 91.3 | Electric Utility
13994 | Oglethorpe Power Corporation | 7813 | Sewell Creek Energy | 3 | Natural Gas Fired Combustion Turbine | 164 | 128.5 | Electric Utility
13994 | Oglethorpe Power Corporation | 7813 | Sewell Creek Energy | 4 | Natural Gas Fired Combustion Turbine | 164 | 126.8 | Electric Utility
13994 | Oglethorpe Power Corporation | 7829 | Smarr Energy Center | 1 | Natural Gas Fired Combustion Turbine | 121 | 93.6 | Electric Utility
13994 | Oglethorpe Power Corporation | 7829 | Smarr Energy Center | 2 | Natural Gas Fired Combustion Turbine | 121 | 93.8 | Electric Utility
13994 | Oglethorpe Power Corporation | 7916 | Talbot County Energy | 1 | Natural Gas Fired Combustion Turbine | 121 | 97 | Electric Utility
13994 | Oglethorpe Power Corporation | 7916 | Talbot County Energy | 2 | Natural Gas Fired Combustion Turbine | 121 | 95.8 | Electric Utility
13994 | Oglethorpe Power Corporation | 7916 | Talbot County Energy | 3 | Natural Gas Fired Combustion Turbine | 121 | 94.7 | Electric Utility
13994 | Oglethorpe Power Corporation | 7916 | Talbot County Energy | 4 | Natural Gas Fired Combustion Turbine | 121 | 97.3 | Electric Utility
13994 | Oglethorpe Power Corporation | 7916 | Talbot County Energy | 5 | Natural Gas Fired Combustion Turbine | 121 | 96.5 | Electric Utility
13994 | Oglethorpe Power Corporation | 7916 | Talbot County Energy | 6 | Natural Gas Fired Combustion Turbine | 121 | 95.3 | Electric Utility
13994 | Oglethorpe Power Corporation | 7917 | Chattahoochee Energy Facility | 1 | Natural Gas Fired Combined Cycle | 176 | 142.8 | Electric Utility
13994 | Oglethorpe Power Corporation | 7917 | Chattahoochee Energy Facility | 2 | Natural Gas Fired Combined Cycle | 176 | 149.1 | Electric Utility
13994 | Oglethorpe Power Corporation | 7917 | Chattahoochee Energy Facility | 3 | Natural Gas Fired Combined Cycle | 187.7 | 158 | Electric Utility
13994 | Oglethorpe Power Corporation | 54538 | Hartwell Energy Facility | MAG1 | Natural Gas Fired Combustion Turbine | 180 | 149.5 | Electric Utility
13994 | Oglethorpe Power Corporation | 54538 | Hartwell Energy Facility | MAG2 | Natural Gas Fired Combustion Turbine | 180 | 144.2 | Electric Utility
13994 | Oglethorpe Power Corporation | 55141 | Hawk Road Facility | CT1 | Natural Gas Fired Combustion Turbine | 165 | 162.6 | Electric Utility
13994 | Oglethorpe Power Corporation | 55141 | Hawk Road Facility | CT2 | Natural Gas Fired Combustion Turbine | 165 | 161.4 | Electric Utility
13994 | Oglethorpe Power Corporation | 55141 | Hawk Road Facility | CT3 | Natural Gas Fired Combustion Turbine | 165 | 162.9 | Electric Utility
13994 | Oglethorpe Power Corporation | 55382 | Thomas A Smith Energy Facility | 1GT1 | Natural Gas Fired Combined Cycle | 147 | 173 | IPP Non-CHP
13994 | Oglethorpe Power Corporation | 55382 | Thomas A Smith Energy Facility | 1GT2 | Natural Gas Fired Combined Cycle | 147 | 173 | IPP Non-CHP
13994 | Oglethorpe Power Corporation | 55382 | Thomas A Smith Energy Facility | 1STG | Natural Gas Fired Combined Cycle | 302 | 303 | IPP Non-CHP
13994 | Oglethorpe Power Corporation | 55382 | Thomas A Smith Energy Facility | 2GT1 | Natural Gas Fired Combined Cycle | 147 | 174 | IPP Non-CHP
13994 | Oglethorpe Power Corporation | 55382 | Thomas A Smith Energy Facility | 2GT2 | Natural Gas Fired Combined Cycle | 147 | 174 | IPP Non-CHP
13994 | Oglethorpe Power Corporation | 55382 | Thomas A Smith Energy Facility | 2STG | Natural Gas Fired Combined Cycle | 302 | 293 | IPP Non-CHP
14015 | Ohio Valley Electric Corp | 2876 | Kyger Creek | 1 | Conventional Steam Coal | 217.3 | 194 | Electric Utility
14015 | Ohio Valley Electric Corp | 2876 | Kyger Creek | 2 | Conventional Steam Coal | 217.3 | 192.2 | Electric Utility
14015 | Ohio Valley Electric Corp | 2876 | Kyger Creek | 3 | Conventional Steam Coal | 217.3 | 192.2 | Electric Utility
14015 | Ohio Valley Electric Corp | 2876 | Kyger Creek | 4 | Conventional Steam Coal | 217.3 | 192.2 | Electric Utility
14015 | Ohio Valley Electric Corp | 2876 | Kyger Creek | 5 | Conventional Steam Coal | 217.3 | 192.2 | Electric Utility
14030 | Oklahoma State University | 54779 | Oklahoma State University | GEN1 | Natural Gas Steam Turbine | 1.5 | 1.6 | Commercial CHP
14030 | Oklahoma State University | 54779 | Oklahoma State University | GEN2 | Natural Gas Steam Turbine | 1.5 | 1.6 | Commercial CHP
14030 | Oklahoma State University | 54779 | Oklahoma State University | GEN4 | Natural Gas Steam Turbine | 5 | 5.2 | Commercial CHP
14063 | Oklahoma Gas & Electric Co | 2951 | Horseshoe Lake | 10 | Natural Gas Fired Combustion Turbine | 60.5 | 45.5 | Electric Utility
14063 | Oklahoma Gas & Electric Co | 2951 | Horseshoe Lake | 6 | Natural Gas Steam Turbine | 163 | 166 | Electric Utility
14063 | Oklahoma Gas & Electric Co | 2951 | Horseshoe Lake | 8 | Natural Gas Steam Turbine | 443 | 411 | Electric Utility
14063 | Oklahoma Gas & Electric Co | 2951 | Horseshoe Lake | 9 | Natural Gas Fired Combustion Turbine | 60.5 | 45.5 | Electric Utility
14063 | Oklahoma Gas & Electric Co | 2951 | Horseshoe Lake | GT7 | Natural Gas Fired Combustion Turbine | 27 | 7.3 | Electric Utility
14063 | Oklahoma Gas & Electric Co | 2951 | Horseshoe Lake | ST7 | Natural Gas Steam Turbine | 220 | 213.7 | Electric Utility
14063 | Oklahoma Gas & Electric Co | 2952 | Muskogee | 4 | Conventional Steam Coal | 572 | 487 | Electric Utility
14063 | Oklahoma Gas & Electric Co | 2952 | Muskogee | 5 | Conventional Steam Coal | 572 | 503 | Electric Utility
14063 | Oklahoma Gas & Electric Co | 2952 | Muskogee | 6 | Conventional Steam Coal | 572 | 485 | Electric Utility
14063 | Oklahoma Gas & Electric Co | 2953 | Mustang | 1 | Natural Gas Steam Turbine | 82 | 51 | Electric Utility
14063 | Oklahoma Gas & Electric Co | 2953 | Mustang | 2 | Natural Gas Steam Turbine | 63 | 51 | Electric Utility
14063 | Oklahoma Gas & Electric Co | 2953 | Mustang | 3 | Natural Gas Steam Turbine | 133 | 116.5 | Electric Utility
14063 | Oklahoma Gas & Electric Co | 2953 | Mustang | 4 | Natural Gas Steam Turbine | 253 | 257 | Electric Utility
14063 | Oklahoma Gas & Electric Co | 2953 | Mustang | 5A | Natural Gas Fired Combustion Turbine | 41 | 34 | Electric Utility
14063 | Oklahoma Gas & Electric Co | 2953 | Mustang | 5B | Natural Gas Fired Combustion Turbine | 41 | 33 | Electric Utility
14063 | Oklahoma Gas & Electric Co | 2956 | Seminole (OK) | 1 | Natural Gas Steam Turbine | 567 | 492 | Electric Utility
14063 | Oklahoma Gas & Electric Co | 2956 | Seminole (OK) | 2 | Natural Gas Steam Turbine | 567 | 500 | Electric Utility
14063 | Oklahoma Gas & Electric Co | 2956 | Seminole (OK) | 3 | Natural Gas Steam Turbine | 567 | 498 | Electric Utility
14063 | Oklahoma Gas & Electric Co | 2956 | Seminole (OK) | GT1 | Natural Gas Fired Combustion Turbine | 23 | 16.5 | Electric Utility
14063 | Oklahoma Gas & Electric Co | 6095 | Sooner | 1 | Conventional Steam Coal | 569 | 520.5 | Electric Utility
14063 | Oklahoma Gas & Electric Co | 6095 | Sooner | 2 | Conventional Steam Coal | 569 | 520 | Electric Utility
14063 | Oklahoma Gas & Electric Co | 55457 | McClain Energy Facility | CT1 | Natural Gas Fired Combined Cycle | 150.1 | 121.9 | Electric Utility
14063 | Oklahoma Gas & Electric Co | 55457 | McClain Energy Facility | CT2 | Natural Gas Fired Combined Cycle | 150.1 | 121.4 | Electric Utility
14063 | Oklahoma Gas & Electric Co | 55457 | McClain Energy Facility | ST1 | Natural Gas Fired Combined Cycle | 168.3 | 127.1 | Electric Utility
14063 | Oklahoma Gas & Electric Co | 55463 | Redbud Power Plant | CT01 | Natural Gas Fired Combined Cycle | 198.9 | 149.1 | Electric Utility
14063 | Oklahoma Gas & Electric Co | 55463 | Redbud Power Plant | CT02 | Natural Gas Fired Combined Cycle | 198.9 | 147.1 | Electric Utility
14063 | Oklahoma Gas & Electric Co | 55463 | Redbud Power Plant | CT03 | Natural Gas Fired Combined Cycle | 198.9 | 147.5 | Electric Utility
14063 | Oklahoma Gas & Electric Co | 55463 | Redbud Power Plant | CT04 | Natural Gas Fired Combined Cycle | 198.9 | 148.5 | Electric Utility
14063 | Oklahoma Gas & Electric Co | 55463 | Redbud Power Plant | ST01 | Natural Gas Fired Combined Cycle | 159.5 | 296.1 | Electric Utility
14063 | Oklahoma Gas & Electric Co | 55463 | Redbud Power Plant | ST02 | Natural Gas Fired Combined Cycle | 159.5 | 300.5 | Electric Utility
14063 | Oklahoma Gas & Electric Co | 55463 | Redbud Power Plant | ST03 | Natural Gas Fired Combined Cycle | 159.5 | 298.6 | Electric Utility
14063 | Oklahoma Gas & Electric Co | 55463 | Redbud Power Plant | ST04 | Natural Gas Fired Combined Cycle | 159.5 | 296.9 | Electric Utility
14063 | Oklahoma Gas & Electric Co | 56380 | Centennial Wind Farm | WT1 | Onshore Wind Turbine | 120 | 120 | Electric Utility
14063 | Oklahoma Gas & Electric Co | 57286 | OU Spirit Wind Farm | WT1 | Onshore Wind Turbine | 101.2 | 101.2 | Electric Utility
14063 | Oklahoma Gas & Electric Co | 57332 | Crossroads Wind Farm | 1-98 | Onshore Wind Turbine | 227 | 227 | Electric Utility
14077 | Oklahoma Municipal Power Authority | 762 | Ponca | 2 | Natural Gas Steam Turbine | 48 | 34 | Electric Utility
14077 | Oklahoma Municipal Power Authority | 7545 | Kaw Hydro | 1 | Conventional Hydroelectric | 37 | 29.6 | Electric Utility
14077 | Oklahoma Municipal Power Authority | 7546 | Ponca City | 1 | Natural Gas Fired Combined Cycle | 19.8 | 18.8 | Electric Utility
14077 | Oklahoma Municipal Power Authority | 7546 | Ponca City | 3 | Natural Gas Fired Combined Cycle | 54 | 44.1 | Electric Utility
14077 | Oklahoma Municipal Power Authority | 7546 | Ponca City | 4 | Natural Gas Fired Combustion Turbine | 60.5 | 43.9 | Electric Utility
14127 | Omaha Public Power District | 2289 | Fort Calhoun | 1 | Nuclear | 502 | 478.6 | Electric Utility
14127 | Omaha Public Power District | 2290 | Jones Street | 1 | Petroleum Liquids | 65 | 61.7 | Electric Utility
14127 | Omaha Public Power District | 2290 | Jones Street | 2 | Petroleum Liquids | 65 | 61.1 | Electric Utility
14127 | Omaha Public Power District | 2291 | North Omaha | 1 | Conventional Steam Coal | 73.5 | 82.3 | Electric Utility
14127 | Omaha Public Power District | 2291 | North Omaha | 2 | Conventional Steam Coal | 108.8 | 108.8 | Electric Utility
14127 | Omaha Public Power District | 2291 | North Omaha | 3 | Conventional Steam Coal | 108.8 | 104.4 | Electric Utility
14127 | Omaha Public Power District | 2291 | North Omaha | 4 | Conventional Steam Coal | 136 | 129.3 | Electric Utility
14127 | Omaha Public Power District | 2291 | North Omaha | 5 | Conventional Steam Coal | 217.6 | 216.7 | Electric Utility
14127 | Omaha Public Power District | 2292 | Sarpy County | 1 | Natural Gas Fired Combustion Turbine | 55.4 | 55.8 | Electric Utility
14127 | Omaha Public Power District | 2292 | Sarpy County | 2 | Natural Gas Fired Combustion Turbine | 55.4 | 56.8 | Electric Utility
14127 | Omaha Public Power District | 2292 | Sarpy County | 3 | Natural Gas Fired Combustion Turbine | 105.6 | 106.8 | Electric Utility
14127 | Omaha Public Power District | 2292 | Sarpy County | 4 | Natural Gas Fired Combustion Turbine | 58.9 | 47.9 | Electric Utility
14127 | Omaha Public Power District | 2292 | Sarpy County | 5 | Natural Gas Fired Combustion Turbine | 58.9 | 47.7 | Electric Utility
14127 | Omaha Public Power District | 2292 | Sarpy County | BSD | Petroleum Liquids | 3.5 | 3.4 | Electric Utility
14127 | Omaha Public Power District | 6096 | Nebraska City | 1 | Conventional Steam Coal | 651.6 | 652.3 | Electric Utility
14127 | Omaha Public Power District | 6096 | Nebraska City | 2 | Conventional Steam Coal | 738 | 691.2 | Electric Utility
14127 | Omaha Public Power District | 7955 | Elk City Station | 1 | Landfill Gas | 0.8 | 0.8 | Electric Utility
14127 | Omaha Public Power District | 7955 | Elk City Station | 2 | Landfill Gas | 0.8 | 0.8 | Electric Utility
14127 | Omaha Public Power District | 7955 | Elk City Station | 3 | Landfill Gas | 0.8 | 0.8 | Electric Utility
14127 | Omaha Public Power District | 7955 | Elk City Station | 4 | Landfill Gas | 0.8 | 0.8 | Electric Utility
14127 | Omaha Public Power District | 7955 | Elk City Station | 5 | Landfill Gas | 0.8 | 0.8 | Electric Utility
14127 | Omaha Public Power District | 7955 | Elk City Station | 6 | Landfill Gas | 0.8 | 0.8 | Electric Utility
14127 | Omaha Public Power District | 7955 | Elk City Station | 7 | Landfill Gas | 0.8 | 0.8 | Electric Utility
14127 | Omaha Public Power District | 7955 | Elk City Station | 8 | Landfill Gas | 0.8 | 0.8 | Electric Utility
14127 | Omaha Public Power District | 55972 | Cass County | CT-1 | Natural Gas Fired Combustion Turbine | 172.5 | 161.9 | Electric Utility
14127 | Omaha Public Power District | 55972 | Cass County | CT-2 | Natural Gas Fired Combustion Turbine | 172.5 | 162.5 | Electric Utility
14155 | Orange County Sanitation Dist | 50696 | Plant No 1 Orange County | GEN1 | Other Waste Biomass | 2.5 | 2.4 | Commercial CHP
14155 | Orange County Sanitation Dist | 50696 | Plant No 1 Orange County | GEN2 | Other Waste Biomass | 2.5 | 2.4 | Commercial CHP
14155 | Orange County Sanitation Dist | 50696 | Plant No 1 Orange County | GEN3 | Other Waste Biomass | 2.5 | 2.4 | Commercial CHP
14155 | Orange County Sanitation Dist | 52099 | Plant No 2 Orange County | GEN1 | Other Waste Biomass | 3 | 2.7 | Commercial CHP
14155 | Orange County Sanitation Dist | 52099 | Plant No 2 Orange County | GEN2 | Other Waste Biomass | 3 | 2.7 | Commercial CHP
14155 | Orange County Sanitation Dist | 52099 | Plant No 2 Orange County | GEN3 | Other Waste Biomass | 3 | 2.7 | Commercial CHP
14155 | Orange County Sanitation Dist | 52099 | Plant No 2 Orange County | GEN4 | Other Waste Biomass | 3 | 2.7 | Commercial CHP
14155 | Orange County Sanitation Dist | 52099 | Plant No 2 Orange County | GEN5 | Other Waste Biomass | 3 | 2.7 | Commercial CHP
14155 | Orange County Sanitation Dist | 52099 | Plant No 2 Orange County | GEN6 | Other Waste Biomass | 1 | 0.9 | Commercial CHP
14164 | City of Orangeburg - (SC) | 7479 | North Road Peak | EAST | Petroleum Liquids | 7 | 6.5 | Electric Utility
14164 | City of Orangeburg - (SC) | 7479 | North Road Peak | WEST | Petroleum Liquids | 7 | 6.5 | Electric Utility
14164 | City of Orangeburg - (SC) | 7480 | Rowesville Rd Plant | GEN3 | Natural Gas Fired Combustion Turbine | 4.8 | 4.2 | Electric Utility
14164 | City of Orangeburg - (SC) | 7480 | Rowesville Rd Plant | GEN4 | Natural Gas Fired Combustion Turbine | 4.8 | 4.2 | Electric Utility
14164 | City of Orangeburg - (SC) | 59727 | Bull Street Plant | GEN1 | Natural Gas Fired Combustion Turbine | 2 | 2 | Electric Utility
14164 | City of Orangeburg - (SC) | 59728 | Substation 20 Plant | GEN1 | Natural Gas Fired Combustion Turbine | 2 | 2 | Electric Utility
14165 | NRG Power Midwest LP | 2836 | Avon Lake | 10 | Petroleum Liquids | 29 | 30 | IPP Non-CHP
14165 | NRG Power Midwest LP | 2836 | Avon Lake | 7 | Conventional Steam Coal | 86 | 70 | IPP Non-CHP
14165 | NRG Power Midwest LP | 2836 | Avon Lake | 9 | Conventional Steam Coal | 680 | 640 | IPP Non-CHP
14165 | NRG Power Midwest LP | 2861 | Niles Power Plant | GT1 | Petroleum Liquids | 27 | 25 | IPP Non-CHP
14165 | NRG Power Midwest LP | 3096 | Brunot Island | 1A | Petroleum Liquids | 25.5 | 15 | IPP Non-CHP
14165 | NRG Power Midwest LP | 3096 | Brunot Island | 2A | Natural Gas Fired Combined Cycle | 65.3 | 46 | IPP Non-CHP
14165 | NRG Power Midwest LP | 3096 | Brunot Island | 2B | Natural Gas Fired Combined Cycle | 65.3 | 48 | IPP Non-CHP
14165 | NRG Power Midwest LP | 3096 | Brunot Island | 3 | Natural Gas Fired Combined Cycle | 65.3 | 49 | IPP Non-CHP
14165 | NRG Power Midwest LP | 3096 | Brunot Island | ST4 | Natural Gas Fired Combined Cycle | 144 | 101 | IPP Non-CHP
14165 | NRG Power Midwest LP | 3138 | New Castle Plant | 3 | Conventional Steam Coal | 98 | 88 | IPP Non-CHP
14165 | NRG Power Midwest LP | 3138 | New Castle Plant | 4 | Conventional Steam Coal | 114 | 87 | IPP Non-CHP
14165 | NRG Power Midwest LP | 3138 | New Castle Plant | 5 | Conventional Steam Coal | 136 | 130 | IPP Non-CHP
14165 | NRG Power Midwest LP | 3138 | New Castle Plant | EMDA | Petroleum Liquids | 3.2 | 2.5 | IPP Non-CHP
14165 | NRG Power Midwest LP | 3138 | New Castle Plant | EMDB | Petroleum Liquids | 3.2 | 2.5 | IPP Non-CHP
14165 | NRG Power Midwest LP | 8226 | Cheswick Power Plant | 1 | Conventional Steam Coal | 637 | 563 | IPP Non-CHP
14172 | City of Ord - (NE) | 2294 | Ord | 1 | Petroleum Liquids | 5 | 5 | Electric Utility
14172 | City of Ord - (NE) | 2294 | Ord | 2 | Petroleum Liquids | 1.5 | 1 | Electric Utility
14172 | City of Ord - (NE) | 2294 | Ord | 3 | Petroleum Liquids | 2.5 | 2 | Electric Utility
14172 | City of Ord - (NE) | 2294 | Ord | 4A | Petroleum Liquids | 1.5 | 1.4 | Electric Utility
14172 | City of Ord - (NE) | 2294 | Ord | 5A | Petroleum Liquids | 1.5 | 1.4 | Electric Utility
14173 | Oroville Cogeneration LP | 54477 | Oroville Cogeneration LP | GEN1 | Natural Gas Internal Combustion Engine | 1.1 | 1.1 | Industrial CHP
14173 | Oroville Cogeneration LP | 54477 | Oroville Cogeneration LP | GEN2 | Natural Gas Internal Combustion Engine | 1.1 | 1.1 | Industrial CHP
14173 | Oroville Cogeneration LP | 54477 | Oroville Cogeneration LP | GEN3 | Natural Gas Internal Combustion Engine | 1.1 | 1.1 | Industrial CHP
14173 | Oroville Cogeneration LP | 54477 | Oroville Cogeneration LP | GEN4 | Natural Gas Internal Combustion Engine | 1.1 | 1.1 | Industrial CHP
14173 | Oroville Cogeneration LP | 54477 | Oroville Cogeneration LP | GEN5 | Natural Gas Internal Combustion Engine | 1.1 | 1.1 | Industrial CHP
14173 | Oroville Cogeneration LP | 54477 | Oroville Cogeneration LP | GEN6 | Natural Gas Internal Combustion Engine | 1.1 | 1.1 | Industrial CHP
14173 | Oroville Cogeneration LP | 54477 | Oroville Cogeneration LP | GEN7 | Natural Gas Internal Combustion Engine | 1.1 | 1.1 | Industrial CHP
14182 | Sterling Power Partners LP | 50744 | Sterling Power Plant | GEN1 | Natural Gas Fired Combined Cycle | 47.7 | 38.8 | IPP Non-CHP
14182 | Sterling Power Partners LP | 50744 | Sterling Power Plant | GEN2 | Natural Gas Fired Combined Cycle | 16.5 | 16 | IPP Non-CHP
14182 | Sterling Power Partners LP | 50744 | Sterling Power Plant | GEN3 | Petroleum Liquids | 1.1 | 1.1 | IPP Non-CHP
14184 | Orlando CoGen Ltd LP | 54466 | Orlando Cogen LP | GEN1 | Natural Gas Fired Combined Cycle | 122.4 | 120 | IPP CHP
14191 | South Feather Water and Power Agency | 417 | Forbestown | 1 | Conventional Hydroelectric | 41.9 | 36 | Electric Utility
14191 | South Feather Water and Power Agency | 418 | Kelly Ridge | 1 | Conventional Hydroelectric | 10 | 9 | Electric Utility
14191 | South Feather Water and Power Agency | 419 | Woodleaf | 1 | Conventional Hydroelectric | 59 | 59 | Electric Utility
14191 | South Feather Water and Power Agency | 776 | Sly Creek | 1 | Conventional Hydroelectric | 12.1 | 9 | Electric Utility
14194 | City of Orrville - (OH) | 2935 | Orrville | 10 | Conventional Steam Coal | 25 | 23 | Electric Utility
14194 | City of Orrville - (OH) | 2935 | Orrville | 11 | Conventional Steam Coal | 25 | 23 | Electric Utility
14194 | City of Orrville - (OH) | 2935 | Orrville | 7 | Conventional Steam Coal | 5 | 5 | Electric Utility
14194 | City of Orrville - (OH) | 2935 | Orrville | 8 | Conventional Steam Coal | 7.5 | 7.5 | Electric Utility
14194 | City of Orrville - (OH) | 2935 | Orrville | 9 | Conventional Steam Coal | 22 | 20 | Electric Utility
14199 | City of Osage City - (KS) | 1313 | Osage City | 1 | Natural Gas Internal Combustion Engine | 1.1 | 0.9 | Electric Utility
14199 | City of Osage City - (KS) | 1313 | Osage City | 10 | Petroleum Liquids | 0.8 | 0.7 | Electric Utility
14199 | City of Osage City - (KS) | 1313 | Osage City | 2 | Natural Gas Internal Combustion Engine | 1.2 | 1.1 | Electric Utility
14199 | City of Osage City - (KS) | 1313 | Osage City | 4 | Natural Gas Internal Combustion Engine | 2 | 1.9 | Electric Utility
14199 | City of Osage City - (KS) | 1313 | Osage City | 5 | Natural Gas Internal Combustion Engine | 2 | 1.9 | Electric Utility
14199 | City of Osage City - (KS) | 1313 | Osage City | 7 | Natural Gas Internal Combustion Engine | 1.7 | 1.5 | Electric Utility
14199 | City of Osage City - (KS) | 1313 | Osage City | 8 | Petroleum Liquids | 0.8 | 0.7 | Electric Utility
14199 | City of Osage City - (KS) | 1313 | Osage City | IC3 | Natural Gas Internal Combustion Engine | 2 | 1.9 | Electric Utility
14199 | City of Osage City - (KS) | 1313 | Osage City | IC6 | Natural Gas Internal Combustion Engine | 1.1 | 0.9 | Electric Utility
14201 | City of Osage - (IA) | 1172 | Osage (IA) | 5 | Natural Gas Internal Combustion Engine | 3.2 | 3.1 | Electric Utility
14201 | City of Osage - (IA) | 1172 | Osage (IA) | 6 | Natural Gas Internal Combustion Engine | 6.2 | 6 | Electric Utility
14201 | City of Osage - (IA) | 1172 | Osage (IA) | 7 | Petroleum Liquids | 3.6 | 3.6 | Electric Utility
14201 | City of Osage - (IA) | 1172 | Osage (IA) | 8 | Petroleum Liquids | 3.6 | 3.6 | Electric Utility
14201 | City of Osage - (IA) | 1172 | Osage (IA) | W1 | Onshore Wind Turbine | 1.6 | 0.5 | Electric Utility
14203 | City of Osawatomie - (KS) | 1314 | Osawatomie City of | 2 | Petroleum Liquids | 2.3 | 1.8 | Electric Utility
14203 | City of Osawatomie - (KS) | 1314 | Osawatomie City of | 4 | Petroleum Liquids | 1.2 | 1 | Electric Utility
14203 | City of Osawatomie - (KS) | 1314 | Osawatomie City of | 5 | Petroleum Liquids | 3.1 | 2.8 | Electric Utility
14214 | City of Osborne - (KS) | 1315 | Osborne | 1 | Petroleum Liquids | 2.3 | 1.8 | Electric Utility
14214 | City of Osborne - (KS) | 1315 | Osborne | 2 | Petroleum Liquids | 2 | 1.8 | Electric Utility
14214 | City of Osborne - (KS) | 1315 | Osborne | 3 | Petroleum Liquids | 1.1 | 0.7 | Electric Utility
14214 | City of Osborne - (KS) | 1315 | Osborne | 6 | Natural Gas Internal Combustion Engine | 0.5 | 0.5 | Electric Utility
14214 | City of Osborne - (KS) | 1315 | Osborne | 7 | Natural Gas Internal Combustion Engine | 0.5 | 0.5 | Electric Utility
14214 | City of Osborne - (KS) | 1315 | Osborne | 8 | Natural Gas Internal Combustion Engine | 0.7 | 0.7 | Electric Utility
14216 | City of Osceola - (AR) | 172 | Osceola (AR) | 13 | Petroleum Liquids | 1.6 | 1.6 | Electric Utility
14216 | City of Osceola - (AR) | 172 | Osceola (AR) | 14 | Petroleum Liquids | 1.6 | 1.6 | Electric Utility
14216 | City of Osceola - (AR) | 172 | Osceola (AR) | 9 | Petroleum Liquids | 1.6 | 1.6 | Electric Utility
14222 | Oswego County | 50907 | Oswego County Energy Recovery | UNT1 | Municipal Solid Waste | 1.8 | 1.7 | Commercial CHP
14222 | Oswego County | 50907 | Oswego County Energy Recovery | UNT2 | Municipal Solid Waste | 1.8 | 1.7 | Commercial CHP
14229 | City of Ottawa - (KS) | 1316 | Ottawa | GT1 | Natural Gas Fired Combustion Turbine | 11.5 | 8 | Electric Utility
14229 | City of Ottawa - (KS) | 1316 | Ottawa | IC3 | Natural Gas Internal Combustion Engine | 3.7 | 3.2 | Electric Utility
14229 | City of Ottawa - (KS) | 1316 | Ottawa | IC4 | Natural Gas Internal Combustion Engine | 3.5 | 3 | Electric Utility
14229 | City of Ottawa - (KS) | 1316 | Ottawa | IC6 | Natural Gas Internal Combustion Engine | 6 | 5.9 | Electric Utility
14229 | City of Ottawa - (KS) | 1316 | Ottawa | IC7 | Natural Gas Internal Combustion Engine | 6 | 5.9 | Electric Utility
14232 | Otter Tail Power Co | 1943 | Hoot Lake | 2 | Conventional Steam Coal | 54.4 | 58 | Electric Utility
14232 | Otter Tail Power Co | 1943 | Hoot Lake | 3 | Conventional Steam Coal | 75 | 80 | Electric Utility
14232 | Otter Tail Power Co | 1943 | Hoot Lake | D1 | Petroleum Liquids | 0.2 | 0.2 | Electric Utility
14232 | Otter Tail Power Co | 1943 | Hoot Lake | D2 | Petroleum Liquids | 0.1 | 0.1 | Electric Utility
14232 | Otter Tail Power Co | 1943 | Hoot Lake | H1 | Conventional Hydroelectric | 1 | 0.8 | Electric Utility
14232 | Otter Tail Power Co | 2801 | Jamestown | 1 | Petroleum Liquids | 24.1 | 22 | Electric Utility
14232 | Otter Tail Power Co | 2801 | Jamestown | 2 | Petroleum Liquids | 24.1 | 22.1 | Electric Utility
14232 | Otter Tail Power Co | 3352 | Lake Preston | 1A | Petroleum Liquids | 24.1 | 22.1 | Electric Utility
14232 | Otter Tail Power Co | 6098 | Big Stone | 1 | Conventional Steam Coal | 456 | 475 | Electric Utility
14232 | Otter Tail Power Co | 6098 | Big Stone | D1 | Petroleum Liquids | 1 | 0.6 | Electric Utility
14232 | Otter Tail Power Co | 7505 | Fergus Control Ctr | 1 | Petroleum Liquids | 2 | 2 | Electric Utility
14232 | Otter Tail Power Co | 7947 | Solway CT | 1 | Natural Gas Fired Combustion Turbine | 50 | 41.9 | Electric Utility
14232 | Otter Tail Power Co | 7947 | Solway CT | D1 | Petroleum Liquids | 1.3 | 1.3 | Electric Utility
14232 | Otter Tail Power Co | 8222 | Coyote | 1 | Conventional Steam Coal | 450 | 427 | Electric Utility
14232 | Otter Tail Power Co | 57031 | Luverne Wind Farm | 1 | Onshore Wind Turbine | 49.5 | 4 | Electric Utility
14232 | Otter Tail Power Co | 57032 | Ashtabula Wind Energy Center | 1 | Onshore Wind Turbine | 48 | 48 | Electric Utility
14232 | Otter Tail Power Co | 57033 | Langdon Wind Energy Center | 1 | Onshore Wind Turbine | 40.5 | 40.5 | Electric Utility
14236 | Ottumwa City of | 1173 | Ottumwa City of | 1 | Conventional Hydroelectric | 1 | 1 | Electric Utility
14236 | Ottumwa City of | 1173 | Ottumwa City of | 2 | Conventional Hydroelectric | 1.2 | 1.2 | Electric Utility
14236 | Ottumwa City of | 1173 | Ottumwa City of | 3 | Conventional Hydroelectric | 1 | 1 | Electric Utility
14240 | Oswego City of | 2574 | High Dam | 1 | Conventional Hydroelectric | 2.8 | 2.2 | Electric Utility
14240 | Oswego City of | 2574 | High Dam | 2 | Conventional Hydroelectric | 2.8 | 2.2 | Electric Utility
14240 | Oswego City of | 2574 | High Dam | 3 | Conventional Hydroelectric | 2.8 | 2.2 | Electric Utility
14240 | Oswego City of | 2574 | High Dam | 4 | Conventional Hydroelectric | 3.5 | 2.2 | Electric Utility
14243 | Owyhee Irrigation District | 50360 | Michell Butte Power Project | GEN1 | Conventional Hydroelectric | 1.8 | 1.8 | IPP Non-CHP
14243 | Owyhee Irrigation District | 50361 | Owyhee Dam Power Project | GEN1 | Conventional Hydroelectric | 4.3 | 2.9 | IPP Non-CHP
14243 | Owyhee Irrigation District | 50362 | Tunnel 1 Power Project | GEN1 | Conventional Hydroelectric | 7 | 6.7 | IPP Non-CHP
14246 | City of Owatonna - (MN) | 2003 | Owatonna | 7 | Natural Gas Fired Combustion Turbine | 19 | 16.6 | Electric Utility
14254 | Oxy Vinyls LP | 50043 | Houston Chemical Complex Battleground | GT1 | Natural Gas Fired Combined Cycle | 104.2 | 66 | Industrial CHP
14254 | Oxy Vinyls LP | 50043 | Houston Chemical Complex Battleground | GT2 | Natural Gas Fired Combined Cycle | 104.2 | 66 | Industrial CHP
14254 | Oxy Vinyls LP | 50043 | Houston Chemical Complex Battleground | GT3 | Natural Gas Fired Combined Cycle | 84.9 | 69 | Industrial CHP
14254 | Oxy Vinyls LP | 50043 | Houston Chemical Complex Battleground | ST | Natural Gas Fired Combined Cycle | 87.4 | 62 | Industrial CHP
14265 | OLS Energy-Chino | 50850 | OLS Energy Chino | GEN1 | Natural Gas Fired Combined Cycle | 23.5 | 22.5 | IPP CHP
14265 | OLS Energy-Chino | 50850 | OLS Energy Chino | GEN2 | All Other | 7.3 | 6.5 | IPP CHP
14266 | PPL Susquehanna LLC | 6103 | PPL Susquehanna | 1 | Nuclear | 1298 | 1260 | IPP Non-CHP
14266 | PPL Susquehanna LLC | 6103 | PPL Susquehanna | 2 | Nuclear | 1298 | 1260 | IPP Non-CHP
14268 | City of Owensboro - (KY) | 1374 | Elmer Smith | 1 | Conventional Steam Coal | 163.2 | 138 | Electric Utility
14268 | City of Owensboro - (KY) | 1374 | Elmer Smith | 2 | Conventional Steam Coal | 282.1 | 260.7 | Electric Utility
14274 | Otay Mesa Energy Center LLC | 55345 | Otay Mesa Generating Project | 1-01 | Natural Gas Fired Combined Cycle | 198.9 | 152.8 | IPP Non-CHP
14274 | Otay Mesa Energy Center LLC | 55345 | Otay Mesa Generating Project | 1-02 | Natural Gas Fired Combined Cycle | 198.9 | 152.8 | IPP Non-CHP
14274 | Otay Mesa Energy Center LLC | 55345 | Otay Mesa Generating Project | 1-03 | Natural Gas Fired Combined Cycle | 290.7 | 265.4 | IPP Non-CHP
14276 | City of Oxford - (KS) | 7432 | Oxford (KS) | 1A | Petroleum Liquids | 1.7 | 1.6 | Electric Utility
14276 | City of Oxford - (KS) | 7432 | Oxford (KS) | 2A | Petroleum Liquids | 1.7 | 1.6 | Electric Utility
14276 | City of Oxford - (KS) | 7432 | Oxford (KS) | 3A | Petroleum Liquids | 1.7 | 1.6 | Electric Utility
14277 | Village of Oxford - (NE) | 2295 | Oxford (NE) | 2 | Natural Gas Internal Combustion Engine | 0.6 | 0.5 | Electric Utility
14277 | Village of Oxford - (NE) | 2295 | Oxford (NE) | 3 | Natural Gas Internal Combustion Engine | 0.9 | 0.8 | Electric Utility
14277 | Village of Oxford - (NE) | 2295 | Oxford (NE) | 4 | Natural Gas Internal Combustion Engine | 0.6 | 0.5 | Electric Utility
14277 | Village of Oxford - (NE) | 2295 | Oxford (NE) | 5 | Natural Gas Internal Combustion Engine | 1.3 | 1.2 | Electric Utility
14293 | Nalco Co | 50326 | Nalco | AT1 | Natural Gas Fired Combined Cycle | 4 | 3 | Commercial CHP
14293 | Nalco Co | 50326 | Nalco | DPOX | Natural Gas Fired Combined Cycle | 0.7 | 0.7 | Commercial CHP
14294 | PSEG Power New York Inc | 2539 | Bethlehem Energy Center | 5 | Natural Gas Fired Combined Cycle | 194.3 | 170.5 | IPP Non-CHP
14294 | PSEG Power New York Inc | 2539 | Bethlehem Energy Center | 6 | Natural Gas Fired Combined Cycle | 194.3 | 170.5 | IPP Non-CHP
14294 | PSEG Power New York Inc | 2539 | Bethlehem Energy Center | 7 | Natural Gas Fired Combined Cycle | 194.3 | 170.5 | IPP Non-CHP
14294 | PSEG Power New York Inc | 2539 | Bethlehem Energy Center | 8 | Natural Gas Fired Combined Cycle | 310.2 | 263 | IPP Non-CHP
14298 | Odessa-Ector Power Partners LP | 55215 | Odessa Ector Generating Station | CTG1 | Natural Gas Fired Combined Cycle | 176 | 153.9 | IPP Non-CHP
14298 | Odessa-Ector Power Partners LP | 55215 | Odessa Ector Generating Station | CTG2 | Natural Gas Fired Combined Cycle | 176 | 145.2 | IPP Non-CHP
14298 | Odessa-Ector Power Partners LP | 55215 | Odessa Ector Generating Station | CTG3 | Natural Gas Fired Combined Cycle | 176 | 138 | IPP Non-CHP
14298 | Odessa-Ector Power Partners LP | 55215 | Odessa Ector Generating Station | CTG4 | Natural Gas Fired Combined Cycle | 176 | 146.7 | IPP Non-CHP
14298 | Odessa-Ector Power Partners LP | 55215 | Odessa Ector Generating Station | STG1 | Natural Gas Fired Combined Cycle | 224.4 | 208.5 | IPP Non-CHP
14298 | Odessa-Ector Power Partners LP | 55215 | Odessa Ector Generating Station | STG2 | Natural Gas Fired Combined Cycle | 224.4 | 207.2 | IPP Non-CHP
14306 | Eagle 2 US LLC | 50487 | PPG Powerhouse A | A1 | All Other | 7.5 | 7.5 | Industrial Non-CHP
14306 | Eagle 2 US LLC | 50487 | PPG Powerhouse A | A2 | All Other | 7.5 | 7.5 | Industrial Non-CHP
14306 | Eagle 2 US LLC | 50487 | PPG Powerhouse A | A4 | All Other | 7.5 | 7.5 | Industrial Non-CHP
14306 | Eagle 2 US LLC | 50487 | PPG Powerhouse A | A7 | All Other | 10 | 10 | Industrial Non-CHP
14306 | Eagle 2 US LLC | 50487 | PPG Powerhouse A | A9 | All Other | 20 | 20 | Industrial Non-CHP
14306 | Eagle 2 US LLC | 50488 | PPG Riverside | GEN1 | All Other | 35 | 35 | Industrial Non-CHP
14306 | Eagle 2 US LLC | 50488 | PPG Riverside | GEN2 | All Other | 45 | 30 | Industrial Non-CHP
14306 | Eagle 2 US LLC | 50488 | PPG Riverside | GEN3 | All Other | 82 | 40 | Industrial Non-CHP
14306 | Eagle 2 US LLC | 50489 | PPG Powerhouse C | C1 | Natural Gas Fired Combustion Turbine | 73.1 | 55 | Industrial CHP
14306 | Eagle 2 US LLC | 50489 | PPG Powerhouse C | C2 | Natural Gas Fired Combustion Turbine | 73.1 | 55 | Industrial CHP
14306 | Eagle 2 US LLC | 50489 | PPG Powerhouse C | C3 | Natural Gas Steam Turbine | 57.1 | 52 | Industrial CHP
14306 | Eagle 2 US LLC | 50489 | PPG Powerhouse C | C4 | Natural Gas Fired Combustion Turbine | 77.2 | 70.6 | Industrial CHP
14306 | Eagle 2 US LLC | 50489 | PPG Powerhouse C | C5 | Natural Gas Fired Combustion Turbine | 77.2 | 70.6 | Industrial CHP
14306 | Eagle 2 US LLC | 50490 | PPG Plant C Caustic | TE | Natural Gas Steam Turbine | 3.4 | 2.7 | Industrial CHP
14306 | Eagle 2 US LLC | 55117 | RS Cogen | RS-4 | Natural Gas Fired Combined Cycle | 103 | 80 | Industrial CHP
14306 | Eagle 2 US LLC | 55117 | RS Cogen | RS-5 | Natural Gas Fired Combined Cycle | 195 | 167.7 | Industrial CHP
14306 | Eagle 2 US LLC | 55117 | RS Cogen | RS-6 | Natural Gas Fired Combined Cycle | 195 | 167.7 | Industrial CHP
14310 | P H Glatfelter Co | 50397 | P H Glatfelter | GEN1 | Conventional Steam Coal | 6 | 5 | Industrial CHP
14310 | P H Glatfelter Co | 50397 | P H Glatfelter | GEN2 | Conventional Steam Coal | 5.9 | 4 | Industrial CHP
14310 | P H Glatfelter Co | 50397 | P H Glatfelter | GEN3 | Conventional Steam Coal | 5.1 | 4 | Industrial CHP
14310 | P H Glatfelter Co | 50397 | P H Glatfelter | GEN4 | Conventional Steam Coal | 7.5 | 8.7 | Industrial CHP
14310 | P H Glatfelter Co | 50397 | P H Glatfelter | GEN5 | Conventional Steam Coal | 45.9 | 36.1 | Industrial CHP
14310 | P H Glatfelter Co | 50397 | P H Glatfelter | GEN6 | Wood/Wood Waste Biomass | 39.1 | 31.2 | Industrial CHP
14328 | Pacific Gas & Electric Co | 180 | Volta 2 | 1 | Conventional Hydroelectric | 1 | 0.9 | Electric Utility
14328 | Pacific Gas & Electric Co | 214 | Alta Powerhouse | 1 | Conventional Hydroelectric | 1 | 1 | Electric Utility
14328 | Pacific Gas & Electric Co | 217 | Balch 1 | 1 | Conventional Hydroelectric | 31 | 34 | Electric Utility
14328 | Pacific Gas & Electric Co | 218 | Balch 2 | 2 | Conventional Hydroelectric | 48.6 | 52.5 | Electric Utility
14328 | Pacific Gas & Electric Co | 218 | Balch 2 | 3 | Conventional Hydroelectric | 48.6 | 52.5 | Electric Utility
14328 | Pacific Gas & Electric Co | 219 | Belden | 1 | Conventional Hydroelectric | 117.9 | 125 | Electric Utility
14328 | Pacific Gas & Electric Co | 220 | Bucks Creek | H1 | Conventional Hydroelectric | 33 | 32.5 | Electric Utility
14328 | Pacific Gas & Electric Co | 220 | Bucks Creek | H2 | Conventional Hydroelectric | 33 | 32.5 | Electric Utility
14328 | Pacific Gas & Electric Co | 221 | Butt Valley | 1 | Conventional Hydroelectric | 40 | 41 | Electric Utility
14328 | Pacific Gas & Electric Co | 222 | Caribou 1 | 1 | Conventional Hydroelectric | 23.8 | 25 | Electric Utility
14328 | Pacific Gas & Electric Co | 222 | Caribou 1 | 2 | Conventional Hydroelectric | 25 | 25 | Electric Utility
14328 | Pacific Gas & Electric Co | 222 | Caribou 1 | 3 | Conventional Hydroelectric | 25 | 25 | Electric Utility
14328 | Pacific Gas & Electric Co | 223 | Caribou 2 | 4 | Conventional Hydroelectric | 60.3 | 60 | Electric Utility
14328 | Pacific Gas & Electric Co | 223 | Caribou 2 | 5 | Conventional Hydroelectric | 57.6 | 60 | Electric Utility
14328 | Pacific Gas & Electric Co | 224 | Centerville PH | 1 | Conventional Hydroelectric | 5.5 | 5.5 | Electric Utility
14328 | Pacific Gas & Electric Co | 224 | Centerville PH | 2 | Conventional Hydroelectric | 0.9 | 0.9 | Electric Utility
14328 | Pacific Gas & Electric Co | 225 | Chili Bar | 1 | Conventional Hydroelectric | 7 | 7 | Electric Utility
14328 | Pacific Gas & Electric Co | 227 | Coleman PH | 1 | Conventional Hydroelectric | 12.1 | 13 | Electric Utility
14328 | Pacific Gas & Electric Co | 229 | Cow Creek | 1 | Conventional Hydroelectric | 0.7 | 0.9 | Electric Utility
14328 | Pacific Gas & Electric Co | 229 | Cow Creek | 2 | Conventional Hydroelectric | 0.7 | 0.9 | Electric Utility
14328 | Pacific Gas & Electric Co | 231 | Cresta | 1 | Conventional Hydroelectric | 36.9 | 35 | Electric Utility
14328 | Pacific Gas & Electric Co | 231 | Cresta | 2 | Conventional Hydroelectric | 36.9 | 35 | Electric Utility
14328 | Pacific Gas & Electric Co | 232 | De Sabla | 1 | Conventional Hydroelectric | 18.4 | 18.5 | Electric Utility
14328 | Pacific Gas & Electric Co | 233 | Deer Creek PH | 1 | Conventional Hydroelectric | 5.5 | 5.7 | Electric Utility
14328 | Pacific Gas & Electric Co | 235 | Drum 1 | 1 | Conventional Hydroelectric | 12 | 13.2 | Electric Utility
14328 | Pacific Gas & Electric Co | 235 | Drum 1 | 2 | Conventional Hydroelectric | 12 | 13.2 | Electric Utility
14328 | Pacific Gas & Electric Co | 235 | Drum 1 | 3 | Conventional Hydroelectric | 12 | 13.2 | Electric Utility
14328 | Pacific Gas & Electric Co | 235 | Drum 1 | 4 | Conventional Hydroelectric | 13.2 | 14.4 | Electric Utility
14328 | Pacific Gas & Electric Co | 236 | Drum 2 | 5 | Conventional Hydroelectric | 53.1 | 49.5 | Electric Utility
14328 | Pacific Gas & Electric Co | 237 | Dutch Flat | 1 | Conventional Hydroelectric | 22 | 22 | Electric Utility
14328 | Pacific Gas & Electric Co | 239 | Electra | 1 | Conventional Hydroelectric | 32.3 | 30.7 | Electric Utility
14328 | Pacific Gas & Electric Co | 239 | Electra | 2 | Conventional Hydroelectric | 35.1 | 30.7 | Electric Utility
14328 | Pacific Gas & Electric Co | 239 | Electra | 3 | Conventional Hydroelectric | 35.1 | 36.6 | Electric Utility
14328 | Pacific Gas & Electric Co | 240 | Haas | H1 | Conventional Hydroelectric | 67.5 | 72 | Electric Utility
14328 | Pacific Gas & Electric Co | 240 | Haas | H2 | Conventional Hydroelectric | 67.5 | 72 | Electric Utility
14328 | Pacific Gas & Electric Co | 241 | Halsey | 1 | Conventional Hydroelectric | 13.6 | 11 | Electric Utility
14328 | Pacific Gas & Electric Co | 242 | Hamilton Branch | 1 | Conventional Hydroelectric | 2.6 | 2.4 | Electric Utility
14328 | Pacific Gas & Electric Co | 242 | Hamilton Branch | 2 | Conventional Hydroelectric | 2.7 | 2.4 | Electric Utility
14328 | Pacific Gas & Electric Co | 243 | Hat Creek 1 | 1 | Conventional Hydroelectric | 10 | 8.5 | Electric Utility
14328 | Pacific Gas & Electric Co | 244 | Hat Creek 2 | 1 | Conventional Hydroelectric | 10 | 8.5 | Electric Utility
14328 | Pacific Gas & Electric Co | 246 | Humboldt Bay | IC1 | Natural Gas Internal Combustion Engine | 16.7 | 16.3 | Electric Utility
14328 | Pacific Gas & Electric Co | 246 | Humboldt Bay | IC10 | Natural Gas Internal Combustion Engine | 16.7 | 16.3 | Electric Utility
14328 | Pacific Gas & Electric Co | 246 | Humboldt Bay | IC2 | Natural Gas Internal Combustion Engine | 16.7 | 16.3 | Electric Utility
14328 | Pacific Gas & Electric Co | 246 | Humboldt Bay | IC3 | Natural Gas Internal Combustion Engine | 16.7 | 16.3 | Electric Utility
14328 | Pacific Gas & Electric Co | 246 | Humboldt Bay | IC4 | Natural Gas Internal Combustion Engine | 16.7 | 16.3 | Electric Utility
14328 | Pacific Gas & Electric Co | 246 | Humboldt Bay | IC5 | Natural Gas Internal Combustion Engine | 16.7 | 16.3 | Electric Utility
14328 | Pacific Gas & Electric Co | 246 | Humboldt Bay | IC6 | Natural Gas Internal Combustion Engine | 16.7 | 16.3 | Electric Utility
14328 | Pacific Gas & Electric Co | 246 | Humboldt Bay | IC7 | Natural Gas Internal Combustion Engine | 16.7 | 16.3 | Electric Utility
14328 | Pacific Gas & Electric Co | 246 | Humboldt Bay | IC8 | Natural Gas Internal Combustion Engine | 16.7 | 16.3 | Electric Utility
14328 | Pacific Gas & Electric Co | 246 | Humboldt Bay | IC9 | Natural Gas Internal Combustion Engine | 16.7 | 16.7 | Electric Utility
14328 | Pacific Gas & Electric Co | 248 | Inskip | 1 | Conventional Hydroelectric | 7.6 | 8 | Electric Utility
14328 | Pacific Gas & Electric Co | 249 | James B Black | 1 | Conventional Hydroelectric | 85.1 | 86 | Electric Utility
14328 | Pacific Gas & Electric Co | 249 | James B Black | 2 | Conventional Hydroelectric | 83.5 | 86 | Electric Utility
14328 | Pacific Gas & Electric Co | 250 | Kerckhoff | H1 | Conventional Hydroelectric | 11.3 | 12.6 | Electric Utility
14328 | Pacific Gas & Electric Co | 250 | Kerckhoff | H3 | Conventional Hydroelectric | 11.3 | 12.6 | Electric Utility
14328 | Pacific Gas & Electric Co | 253 | Kilarc | 1 | Conventional Hydroelectric | 1.5 | 1.6 | Electric Utility
14328 | Pacific Gas & Electric Co | 253 | Kilarc | 2 | Conventional Hydroelectric | 1.5 | 1.6 | Electric Utility
14328 | Pacific Gas & Electric Co | 254 | Kings River PH | H1 | Conventional Hydroelectric | 48.6 | 52 | Electric Utility
14328 | Pacific Gas & Electric Co | 255 | Lime Saddle | 1 | Conventional Hydroelectric | 1 | 1 | Electric Utility
14328 | Pacific Gas & Electric Co | 255 | Lime Saddle | 2 | Conventional Hydroelectric | 1 | 1 | Electric Utility
14328 | Pacific Gas & Electric Co | 258 | Merced Falls | 1 | Conventional Hydroelectric | 3.4 | 3.5 | Electric Utility
14328 | Pacific Gas & Electric Co | 262 | Narrows PH | 1 | Conventional Hydroelectric | 10.2 | 12 | Electric Utility
14328 | Pacific Gas & Electric Co | 264 | Phoenix | 1 | Conventional Hydroelectric | 1.6 | 2 | Electric Utility
14328 | Pacific Gas & Electric Co | 265 | Pit 1 | H1 | Conventional Hydroelectric | 34.6 | 30.5 | Electric Utility
14328 | Pacific Gas & Electric Co | 265 | Pit 1 | H2 | Conventional Hydroelectric | 34.6 | 30.5 | Electric Utility
14328 | Pacific Gas & Electric Co | 266 | Pit 3 | H1 | Conventional Hydroelectric | 26.7 | 23.3 | Electric Utility
14328 | Pacific Gas & Electric Co | 266 | Pit 3 | H2 | Conventional Hydroelectric | 26.7 | 23.3 | Electric Utility
14328 | Pacific Gas & Electric Co | 266 | Pit 3 | H3 | Conventional Hydroelectric | 26.7 | 23.3 | Electric Utility
14328 | Pacific Gas & Electric Co | 267 | Pit 4 | 1 | Conventional Hydroelectric | 51.7 | 47.5 | Electric Utility
14328 | Pacific Gas & Electric Co | 267 | Pit 4 | 2 | Conventional Hydroelectric | 51.7 | 47.5 | Electric Utility
14328 | Pacific Gas & Electric Co | 268 | Pit 5 | H1 | Conventional Hydroelectric | 38.2 | 40 | Electric Utility
14328 | Pacific Gas & Electric Co | 268 | Pit 5 | H2 | Conventional Hydroelectric | 38.2 | 40 | Electric Utility
14328 | Pacific Gas & Electric Co | 268 | Pit 5 | H3 | Conventional Hydroelectric | 33.2 | 40 | Electric Utility
14328 | Pacific Gas & Electric Co | 268 | Pit 5 | H4 | Conventional Hydroelectric | 32 | 40 | Electric Utility
14328 | Pacific Gas & Electric Co | 269 | Pit 6 | H1 | Conventional Hydroelectric | 39.6 | 40 | Electric Utility
14328 | Pacific Gas & Electric Co | 269 | Pit 6 | H2 | Conventional Hydroelectric | 39.6 | 40 | Electric Utility
14328 | Pacific Gas & Electric Co | 270 | Pit 7 | H1 | Conventional Hydroelectric | 57.6 | 56 | Electric Utility
14328 | Pacific Gas & Electric Co | 270 | Pit 7 | H2 | Conventional Hydroelectric | 52.2 | 57 | Electric Utility
14328 | Pacific Gas & Electric Co | 272 | Poe | 1 | Conventional Hydroelectric | 71.4 | 60 | Electric Utility
14328 | Pacific Gas & Electric Co | 272 | Poe | 2 | Conventional Hydroelectric | 71.4 | 60 | Electric Utility
14328 | Pacific Gas & Electric Co | 274 | Potter Valley | 1 | Conventional Hydroelectric | 4.4 | 4.5 | Electric Utility
14328 | Pacific Gas & Electric Co | 274 | Potter Valley | 2 | Conventional Hydroelectric | 2 | 2 | Electric Utility
14328 | Pacific Gas & Electric Co | 274 | Potter Valley | 3 | Conventional Hydroelectric | 3 | 2.7 | Electric Utility
14328 | Pacific Gas & Electric Co | 275 | Rock Creek | H1 | Conventional Hydroelectric | 62.3 | 56 | Electric Utility
14328 | Pacific Gas & Electric Co | 275 | Rock Creek | H2 | Conventional Hydroelectric | 63 | 63 | Electric Utility
14328 | Pacific Gas & Electric Co | 276 | San Joaquin 2 | 1 | Conventional Hydroelectric | 2.8 | 3.2 | Electric Utility
14328 | Pacific Gas & Electric Co | 277 | San Joaquin 3 | 3 | Conventional Hydroelectric | 4 | 4.2 | Electric Utility
14328 | Pacific Gas & Electric Co | 279 | Salt Springs | 1 | Conventional Hydroelectric | 12.3 | 11 | Electric Utility
14328 | Pacific Gas & Electric Co | 279 | Salt Springs | 2 | Conventional Hydroelectric | 29.7 | 33 | Electric Utility
14328 | Pacific Gas & Electric Co | 280 | South | 1 | Conventional Hydroelectric | 6.7 | 7 | Electric Utility
14328 | Pacific Gas & Electric Co | 281 | Spaulding 1 | 1 | Conventional Hydroelectric | 7 | 7 | Electric Utility
14328 | Pacific Gas & Electric Co | 282 | Spaulding 2 | 1 | Conventional Hydroelectric | 3.7 | 4.4 | Electric Utility
14328 | Pacific Gas & Electric Co | 283 | Spaulding 3 | 1 | Conventional Hydroelectric | 6.6 | 5.8 | Electric Utility
14328 | Pacific Gas & Electric Co | 284 | Spring Gap | 1 | Conventional Hydroelectric | 6 | 7 | Electric Utility
14328 | Pacific Gas & Electric Co | 285 | Stanislaus | HC1 | Conventional Hydroelectric | 81.9 | 91 | Electric Utility
14328 | Pacific Gas & Electric Co | 287 | Tiger Creek | H1 | Conventional Hydroelectric | 25.5 | 29 | Electric Utility
14328 | Pacific Gas & Electric Co | 287 | Tiger Creek | H2 | Conventional Hydroelectric | 26.7 | 29 | Electric Utility
14328 | Pacific Gas & Electric Co | 289 | Tule River | 1 | Conventional Hydroelectric | 4.2 | 3.2 | Electric Utility
14328 | Pacific Gas & Electric Co | 289 | Tule River | 2 | Conventional Hydroelectric | 4.2 | 3.2 | Electric Utility
14328 | Pacific Gas & Electric Co | 290 | Volta 1 | 1 | Conventional Hydroelectric | 8.5 | 9 | Electric Utility
14328 | Pacific Gas & Electric Co | 291 | West Point PH | 1 | Conventional Hydroelectric | 13.6 | 14.5 | Electric Utility
14328 | Pacific Gas & Electric Co | 292 | Wise | 1 | Conventional Hydroelectric | 13.6 | 14 | Electric Utility
14328 | Pacific Gas & Electric Co | 292 | Wise | 2 | Conventional Hydroelectric | 2.8 | 3.2 | Electric Utility
14328 | Pacific Gas & Electric Co | 293 | A G Wishon | 1 | Conventional Hydroelectric | 3.2 | 5 | Electric Utility
14328 | Pacific Gas & Electric Co | 293 | A G Wishon | 2 | Conventional Hydroelectric | 3.2 | 5 | Electric Utility
14328 | Pacific Gas & Electric Co | 293 | A G Wishon | 3 | Conventional Hydroelectric | 3.2 | 5 | Electric Utility
14328 | Pacific Gas & Electric Co | 293 | A G Wishon | 4 | Conventional Hydroelectric | 3.2 | 5 | Electric Utility
14328 | Pacific Gas & Electric Co | 626 | Oak Flat | 1 | Conventional Hydroelectric | 1.4 | 1.3 | Electric Utility
14328 | Pacific Gas & Electric Co | 632 | Newcastle | 1 | Conventional Hydroelectric | 12.7 | 11.5 | Electric Utility
14328 | Pacific Gas & Electric Co | 682 | Kerckhoff 2 | 1 | Conventional Hydroelectric | 139.5 | 155 | Electric Utility
14328 | Pacific Gas & Electric Co | 714 | Toadtown | 1 | Conventional Hydroelectric | 1.8 | 1.5 | Electric Utility
14328 | Pacific Gas & Electric Co | 6099 | Diablo Canyon | 1 | Nuclear | 1159 | 1122 | Electric Utility
14328 | Pacific Gas & Electric Co | 6099 | Diablo Canyon | 2 | Nuclear | 1164 | 1118 | Electric Utility
14328 | Pacific Gas & Electric Co | 6100 | Helms Pumped Storage | 1 | Hydroelectric Pumped Storage | 351 | 404 | Electric Utility
14328 | Pacific Gas & Electric Co | 6100 | Helms Pumped Storage | 2 | Hydroelectric Pumped Storage | 351 | 404 | Electric Utility
14328 | Pacific Gas & Electric Co | 6100 | Helms Pumped Storage | 3 | Hydroelectric Pumped Storage | 351 | 404 | Electric Utility
14328 | Pacific Gas & Electric Co | 7911 | Kern Canyon | 1 | Conventional Hydroelectric | 9.5 | 11.5 | Electric Utility
14328 | Pacific Gas & Electric Co | 56476 | Gateway Generating Station | A | Natural Gas Fired Combined Cycle | 203.2 | 177 | Electric Utility
14328 | Pacific Gas & Electric Co | 56476 | Gateway Generating Station | B | Natural Gas Fired Combined Cycle | 203.2 | 177 | Electric Utility
14328 | Pacific Gas & Electric Co | 56476 | Gateway Generating Station | C | Natural Gas Fired Combined Cycle | 213.3 | 209.4 | Electric Utility
14328 | Pacific Gas & Electric Co | 56532 | Colusa Generating Station | A | Natural Gas Fired Combined Cycle | 181.5 | 167 | Electric Utility
14328 | Pacific Gas & Electric Co | 56532 | Colusa Generating Station | B | Natural Gas Fired Combined Cycle | 181.5 | 167 | Electric Utility
14328 | Pacific Gas & Electric Co | 56532 | Colusa Generating Station | C | Natural Gas Fired Combined Cycle | 349.4 | 306 | Electric Utility
14328 | Pacific Gas & Electric Co | 57041 | Vaca Dixon Solar Station | 1 | Solar Photovoltaic | 2 | 2.5 | Electric Utility
14328 | Pacific Gas & Electric Co | 57042 | CSU East Bay | 1 | Other Natural Gas | 1.4 | 1.4 | Electric Utility
14328 | Pacific Gas & Electric Co | 57043 | SF State University | 1 | Other Natural Gas | 0.2 | 0.2 | Electric Utility
14328 | Pacific Gas & Electric Co | 57043 | SF State University | 2 | Other Natural Gas | 1.4 | 1.4 | Electric Utility
14328 | Pacific Gas & Electric Co | 57497 | Stroud Solar Station | 1 | Solar Photovoltaic | 20 | 20 | Electric Utility
14328 | Pacific Gas & Electric Co | 57498 | Five Points Solar Station | 1 | Solar Photovoltaic | 15 | 15 | Electric Utility
14328 | Pacific Gas & Electric Co | 57499 | Westside Solar Station | 1 | Solar Photovoltaic | 15 | 15 | Electric Utility
14328 | Pacific Gas & Electric Co | 57521 | Giffen | 1 | Solar Photovoltaic | 10 | 10 | Electric Utility
14328 | Pacific Gas & Electric Co | 57522 | Cantua Solar Station | 1 | Solar Photovoltaic | 20 | 20 | Electric Utility
14328 | Pacific Gas & Electric Co | 57523 | Huron Solar Station | 1 | Solar Photovoltaic | 20 | 20 | Electric Utility
14328 | Pacific Gas & Electric Co | 57891 | Guernsey Solar Station | 1 | Solar Photovoltaic | 20 | 20 | Electric Utility
14328 | Pacific Gas & Electric Co | 57892 | Gates Solar Station | 1 | Solar Photovoltaic | 20 | 20 | Electric Utility
14328 | Pacific Gas & Electric Co | 58206 | West Gates Solar Station | 1 | Solar Photovoltaic | 10 | 10 | Electric Utility
14328 | Pacific Gas & Electric Co | 59256 | Vaca Dixon Battery Storage System | BAT1 | Batteries | 2 | 2 | Electric Utility
14328 | Pacific Gas & Electric Co | 59257 | Yerba Buena | YB1 | Batteries | 4 | 4 | Electric Utility
14354 | PacifiCorp | 294 | Copco 1 | 1 | Conventional Hydroelectric | 10 | 14 | Electric Utility
14354 | PacifiCorp | 294 | Copco 1 | 2 | Conventional Hydroelectric | 10 | 14 | Electric Utility
14354 | PacifiCorp | 295 | Copco 2 | 1 | Conventional Hydroelectric | 13.5 | 17 | Electric Utility
14354 | PacifiCorp | 295 | Copco 2 | 2 | Conventional Hydroelectric | 13.5 | 17 | Electric Utility
14354 | PacifiCorp | 296 | Fall Creek | 1 | Conventional Hydroelectric | 0.5 | 0.4 | Electric Utility
14354 | PacifiCorp | 296 | Fall Creek | 2 | Conventional Hydroelectric | 0.4 | 0.4 | Electric Utility
14354 | PacifiCorp | 296 | Fall Creek | 3 | Conventional Hydroelectric | 1.2 | 1.1 | Electric Utility
14354 | PacifiCorp | 297 | Iron Gate | 1 | Conventional Hydroelectric | 18 | 18.8 | Electric Utility
14354 | PacifiCorp | 299 | Blundell | 1 | Geothermal | 30.7 | 23 | Electric Utility
14354 | PacifiCorp | 299 | Blundell | 2 | Geothermal | 14.1 | 11 | Electric Utility
14354 | PacifiCorp | 825 | Ashton | 1 | Conventional Hydroelectric | 2.7 | 2.7 | Electric Utility
14354 | PacifiCorp | 825 | Ashton | 2 | Conventional Hydroelectric | 2 | 2.2 | Electric Utility
14354 | PacifiCorp | 825 | Ashton | 3 | Conventional Hydroelectric | 2 | 2.2 | Electric Utility
14354 | PacifiCorp | 827 | Grace | 3 | Conventional Hydroelectric | 11 | 11 | Electric Utility
14354 | PacifiCorp | 827 | Grace | 4 | Conventional Hydroelectric | 11 | 11 | Electric Utility
14354 | PacifiCorp | 827 | Grace | 5 | Conventional Hydroelectric | 11 | 11 | Electric Utility
14354 | PacifiCorp | 829 | Oneida | 1 | Conventional Hydroelectric | 10 | 9.3 | Electric Utility
14354 | PacifiCorp | 829 | Oneida | 2 | Conventional Hydroelectric | 10 | 9.3 | Electric Utility
14354 | PacifiCorp | 829 | Oneida | 3 | Conventional Hydroelectric | 10 | 9.3 | Electric Utility
14354 | PacifiCorp | 831 | Soda | 1 | Conventional Hydroelectric | 7.5 | 7.6 | Electric Utility
14354 | PacifiCorp | 831 | Soda | 2 | Conventional Hydroelectric | 7 | 7.6 | Electric Utility
14354 | PacifiCorp | 987 | Last Chance | 1 | Conventional Hydroelectric | 0.2 | 0.2 | Electric Utility
14354 | PacifiCorp | 987 | Last Chance | 2 | Conventional Hydroelectric | 0.5 | 0.4 | Electric Utility
14354 | PacifiCorp | 987 | Last Chance | 3 | Conventional Hydroelectric | 1 | 0.8 | Electric Utility
14354 | PacifiCorp | 3020 | Clearwater 1 | 1 | Conventional Hydroelectric | 15 | 17.9 | Electric Utility
14354 | PacifiCorp | 3021 | Clearwater 2 | 1 | Conventional Hydroelectric | 26 | 31 | Electric Utility
14354 | PacifiCorp | 3024 | Eagle Point | 1 | Conventional Hydroelectric | 2.8 | 2.8 | Electric Utility
14354 | PacifiCorp | 3025 | East Side | 1 | Conventional Hydroelectric | 3.2 | 3 | Electric Utility
14354 | PacifiCorp | 3026 | Fish Creek | 1 | Conventional Hydroelectric | 11 | 10.4 | Electric Utility
14354 | PacifiCorp | 3028 | John C Boyle | 1 | Conventional Hydroelectric | 50.3 | 50.4 | Electric Utility
14354 | PacifiCorp | 3028 | John C Boyle | 2 | Conventional Hydroelectric | 48.4 | 47.6 | Electric Utility
14354 | PacifiCorp | 3029 | Lemolo 1 | 1 | Conventional Hydroelectric | 32 | 32 | Electric Utility
14354 | PacifiCorp | 3032 | Prospect 1 | 1 | Conventional Hydroelectric | 3.8 | 4.6 | Electric Utility
14354 | PacifiCorp | 3033 | Prospect 2 | 1 | Conventional Hydroelectric | 16 | 18 | Electric Utility
14354 | PacifiCorp | 3033 | Prospect 2 | 2 | Conventional Hydroelectric | 16 | 18 | Electric Utility
14354 | PacifiCorp | 3034 | Prospect 3 | 1 | Conventional Hydroelectric | 7.2 | 7.7 | Electric Utility
14354 | PacifiCorp | 3035 | Prospect 4 | 1 | Conventional Hydroelectric | 1 | 0.9 | Electric Utility
14354 | PacifiCorp | 3036 | Slide Creek | 1 | Conventional Hydroelectric | 18 | 18 | Electric Utility
14354 | PacifiCorp | 3037 | Soda Springs | 1 | Conventional Hydroelectric | 11 | 11.6 | Electric Utility
14354 | PacifiCorp | 3040 | Toketee Falls | 1 | Conventional Hydroelectric | 14.2 | 15 | Electric Utility
14354 | PacifiCorp | 3040 | Toketee Falls | 2 | Conventional Hydroelectric | 14.2 | 15 | Electric Utility
14354 | PacifiCorp | 3040 | Toketee Falls | 3 | Conventional Hydroelectric | 14.2 | 15 | Electric Utility
14354 | PacifiCorp | 3041 | Wallowa Falls | 1 | Conventional Hydroelectric | 1.1 | 1.1 | Electric Utility
14354 | PacifiCorp | 3644 | Carbon | 1 | Conventional Steam Coal | 75 | 67 | Electric Utility
14354 | PacifiCorp | 3644 | Carbon | 2 | Conventional Steam Coal | 133.6 | 105 | Electric Utility
14354 | PacifiCorp | 3646 | Cutler Hydro | 1 | Conventional Hydroelectric | 15 | 15 | Electric Utility
14354 | PacifiCorp | 3646 | Cutler Hydro | 2 | Conventional Hydroelectric | 15 | 15 | Electric Utility
14354 | PacifiCorp | 3648 | Gadsby | 1 | Natural Gas Steam Turbine | 70.5 | 64 | Electric Utility
14354 | PacifiCorp | 3648 | Gadsby | 2 | Natural Gas Steam Turbine | 75 | 69 | Electric Utility
14354 | PacifiCorp | 3648 | Gadsby | 3 | Natural Gas Steam Turbine | 133.6 | 104.5 | Electric Utility
14354 | PacifiCorp | 3648 | Gadsby | 4 | Natural Gas Fired Combustion Turbine | 71 | 39 | Electric Utility
14354 | PacifiCorp | 3648 | Gadsby | 5 | Natural Gas Fired Combustion Turbine | 71 | 39 | Electric Utility
14354 | PacifiCorp | 3648 | Gadsby | 6 | Natural Gas Fired Combustion Turbine | 71 | 39 | Electric Utility
14354 | PacifiCorp | 3651 | Granite | 1 | Conventional Hydroelectric | 2 | 1.2 | Electric Utility
14354 | PacifiCorp | 3655 | Olmstead | 1 | Conventional Hydroelectric | 2.4 | 2.3 | Electric Utility
14354 | PacifiCorp | 3655 | Olmstead | 2 | Conventional Hydroelectric | 2.4 | 2.3 | Electric Utility
14354 | PacifiCorp | 3655 | Olmstead | 4 | Conventional Hydroelectric | 5.5 | 5.4 | Electric Utility
14354 | PacifiCorp | 3656 | Pioneer | 1 | Conventional Hydroelectric | 2.5 | 2 | Electric Utility
14354 | PacifiCorp | 3656 | Pioneer | 2 | Conventional Hydroelectric | 2.5 | 2 | Electric Utility
14354 | PacifiCorp | 3659 | Stairs | 3 | Conventional Hydroelectric | 1 | 1.2 | Electric Utility
14354 | PacifiCorp | 3661 | Weber | 1 | Conventional Hydroelectric | 3.8 | 2 | Electric Utility
14354 | PacifiCorp | 3847 | Merwin | 1 | Conventional Hydroelectric | 45 | 50 | Electric Utility
14354 | PacifiCorp | 3847 | Merwin | 2 | Conventional Hydroelectric | 45 | 50 | Electric Utility
14354 | PacifiCorp | 3847 | Merwin | 3 | Conventional Hydroelectric | 45 | 50 | Electric Utility
14354 | PacifiCorp | 3847 | Merwin | House | Conventional Hydroelectric | 1 | 1 | Electric Utility
14354 | PacifiCorp | 3850 | Swift 1 | HY11 | Conventional Hydroelectric | 80 | 87.9 | Electric Utility
14354 | PacifiCorp | 3850 | Swift 1 | HY12 | Conventional Hydroelectric | 80 | 87.9 | Electric Utility
14354 | PacifiCorp | 3850 | Swift 1 | HY13 | Conventional Hydroelectric | 80 | 87.9 | Electric Utility
14354 | PacifiCorp | 3852 | Yale | 1 | Conventional Hydroelectric | 67 | 81.8 | Electric Utility
14354 | PacifiCorp | 3852 | Yale | 2 | Conventional Hydroelectric | 67 | 81.8 | Electric Utility
14354 | PacifiCorp | 4158 | Dave Johnston | 1 | Conventional Steam Coal | 133.6 | 105 | Electric Utility
14354 | PacifiCorp | 4158 | Dave Johnston | 2 | Conventional Steam Coal | 133.6 | 105 | Electric Utility
14354 | PacifiCorp | 4158 | Dave Johnston | 3 | Conventional Steam Coal | 255 | 220 | Electric Utility
14354 | PacifiCorp | 4158 | Dave Johnston | 4 | Conventional Steam Coal | 400 | 330 | Electric Utility
14354 | PacifiCorp | 4162 | Naughton | 1 | Conventional Steam Coal | 192 | 156 | Electric Utility
14354 | PacifiCorp | 4162 | Naughton | 2 | Conventional Steam Coal | 256 | 201 | Electric Utility
14354 | PacifiCorp | 4162 | Naughton | 3 | Conventional Steam Coal | 384 | 330 | Electric Utility
14354 | PacifiCorp | 6101 | Wyodak | 1 | Conventional Steam Coal | 402.3 | 332 | Electric Utility
14354 | PacifiCorp | 6165 | Hunter | 1 | Conventional Steam Coal | 525 | 471 | Electric Utility
14354 | PacifiCorp | 6165 | Hunter | 2 | Conventional Steam Coal | 525 | 430 | Electric Utility
14354 | PacifiCorp | 6165 | Hunter | 3 | Conventional Steam Coal | 527.2 | 460 | Electric Utility
14354 | PacifiCorp | 6265 | Swift 2 | 21 | Conventional Hydroelectric | 36 | 34 | Electric Utility
14354 | PacifiCorp | 6265 | Swift 2 | 22 | Conventional Hydroelectric | 36 | 31 | Electric Utility
14354 | PacifiCorp | 6421 | Lemolo 2 | 1 | Conventional Hydroelectric | 38.5 | 38.5 | Electric Utility
14354 | PacifiCorp | 6459 | Big Fork | 1 | Conventional Hydroelectric | 1.7 | 1.9 | Electric Utility
14354 | PacifiCorp | 6459 | Big Fork | 2 | Conventional Hydroelectric | 1.7 | 1.9 | Electric Utility
14354 | PacifiCorp | 6459 | Big Fork | 3 | Conventional Hydroelectric | 0.7 | 0.8 | Electric Utility
14354 | PacifiCorp | 6484 | Bend | 1 | Conventional Hydroelectric | 0.2 | 0.2 | Electric Utility
14354 | PacifiCorp | 6484 | Bend | 2 | Conventional Hydroelectric | 0.3 | 0.3 | Electric Utility
14354 | PacifiCorp | 6484 | Bend | 3 | Conventional Hydroelectric | 0.6 | 0.5 | Electric Utility
14354 | PacifiCorp | 8066 | Jim Bridger | 1 | Conventional Steam Coal | 608.3 | 531 | Electric Utility
14354 | PacifiCorp | 8066 | Jim Bridger | 2 | Conventional Steam Coal | 617 | 527 | Electric Utility
14354 | PacifiCorp | 8066 | Jim Bridger | 3 | Conventional Steam Coal | 608.3 | 523 | Electric Utility
14354 | PacifiCorp | 8066 | Jim Bridger | 4 | Conventional Steam Coal | 608.3 | 530 | Electric Utility
14354 | PacifiCorp | 8069 | Huntington | 1 | Conventional Steam Coal | 541.3 | 459 | Electric Utility
14354 | PacifiCorp | 8069 | Huntington | 2 | Conventional Steam Coal | 496 | 450 | Electric Utility
14354 | PacifiCorp | 55662 | Chehalis Generating Facility | CA | Natural Gas Fired Combined Cycle | 230 | 157 | Electric Utility
14354 | PacifiCorp | 55662 | Chehalis Generating Facility | CT1 | Natural Gas Fired Combined Cycle | 234 | 160 | Electric Utility
14354 | PacifiCorp | 55662 | Chehalis Generating Facility | CT2 | Natural Gas Fired Combined Cycle | 234 | 160 | Electric Utility
14354 | PacifiCorp | 56102 | Currant Creek | CT1A | Natural Gas Fired Combined Cycle | 172 | 135 | Electric Utility
14354 | PacifiCorp | 56102 | Currant Creek | CT1B | Natural Gas Fired Combined Cycle | 172 | 135 | Electric Utility
14354 | PacifiCorp | 56102 | Currant Creek | ST1 | Natural Gas Fired Combined Cycle | 305 | 254 | Electric Utility
14354 | PacifiCorp | 56237 | Lake Side Power Plant | CT01 | Natural Gas Fired Combined Cycle | 203 | 169 | Electric Utility
14354 | PacifiCorp | 56237 | Lake Side Power Plant | CT02 | Natural Gas Fired Combined Cycle | 203 | 169 | Electric Utility
14354 | PacifiCorp | 56237 | Lake Side Power Plant | CT21 | Natural Gas Fired Combined Cycle | 206 | 178 | Electric Utility
14354 | PacifiCorp | 56237 | Lake Side Power Plant | CT22 | Natural Gas Fired Combined Cycle | 206 | 178 | Electric Utility
14354 | PacifiCorp | 56237 | Lake Side Power Plant | ST01 | Natural Gas Fired Combined Cycle | 251 | 209 | Electric Utility
14354 | PacifiCorp | 56237 | Lake Side Power Plant | ST2 | Natural Gas Fired Combined Cycle | 316 | 273 | Electric Utility
14354 | PacifiCorp | 56360 | Leaning Juniper | 1 | Onshore Wind Turbine | 100.5 | 100.5 | Electric Utility
14354 | PacifiCorp | 56466 | Marengo Wind Plant | 1 | Onshore Wind Turbine | 140.4 | 140.4 | Electric Utility
14354 | PacifiCorp | 56466 | Marengo Wind Plant | 2 | Onshore Wind Turbine | 70.2 | 70.2 | Electric Utility
14354 | PacifiCorp | 56666 | Goodnoe Hills | 1 | Onshore Wind Turbine | 97.8 | 94 | Electric Utility
14354 | PacifiCorp | 56841 | Glenrock | 1 | Onshore Wind Turbine | 103.3 | 99 | Electric Utility
14354 | PacifiCorp | 56841 | Glenrock | 2 | Onshore Wind Turbine | 40.7 | 39 | Electric Utility
14354 | PacifiCorp | 56842 | Rolling Hills | 1 | Onshore Wind Turbine | 103.3 | 99 | Electric Utility
14354 | PacifiCorp | 56843 | Seven Mile Hill | 1 | Onshore Wind Turbine | 103.3 | 99 | Electric Utility
14354 | PacifiCorp | 56843 | Seven Mile Hill | 2 | Onshore Wind Turbine | 20.3 | 19.5 | Electric Utility
14354 | PacifiCorp | 57039 | McFadden Ridge | 1 | Onshore Wind Turbine | 29.7 | 28.5 | Electric Utility
14354 | PacifiCorp | 57040 | High Plains | 1 | Onshore Wind Turbine | 103.3 | 99 | Electric Utility
14354 | PacifiCorp | 57299 | Dunlap | 1 | Onshore Wind Turbine | 115.8 | 111 | Electric Utility
14354 | PacifiCorp | 57759 | Consumer Products (Camas) LLC | STG1 | All Other | 61.5 | 10 | Industrial Non-CHP
14354 | PacifiCorp | 58150 | Black Cap Solar Plant | 1 | Solar Photovoltaic | 2 | 2 | Electric Utility
14362 | Packaging Corp of America | 50296 | Packaging Corp of America | GEN1 | Wood/Wood Waste Biomass | 50 | 50 | Industrial CHP
14362 | Packaging Corp of America | 50296 | Packaging Corp of America | GEN2 | Wood/Wood Waste Biomass | 22.5 | 22.5 | Industrial CHP
14369 | Packaging Corp of America | 50476 | Packaging of America Tomahawk Mill | GEN1 | Conventional Steam Coal | 6.3 | 5.4 | Industrial CHP
14369 | Packaging Corp of America | 50476 | Packaging of America Tomahawk Mill | GEN2 | Conventional Steam Coal | 9.4 | 8.2 | Industrial CHP
14369 | Packaging Corp of America | 50476 | Packaging of America Tomahawk Mill | GEN3 | Conventional Hydroelectric | 1 | 0.5 | Industrial CHP
14369 | Packaging Corp of America | 50476 | Packaging of America Tomahawk Mill | GEN4 | Conventional Hydroelectric | 1 | 0.3 | Industrial CHP
14369 | Packaging Corp of America | 50476 | Packaging of America Tomahawk Mill | GEN5 | Conventional Hydroelectric | 1 | 0.3 | Industrial CHP
14372 | Pacific Klamath Energy Inc | 55103 | Klamath Cogeneration Plant | CT1 | Natural Gas Fired Combined Cycle | 161.5 | 155 | IPP CHP
14372 | Pacific Klamath Energy Inc | 55103 | Klamath Cogeneration Plant | CT2 | Natural Gas Fired Combined Cycle | 161.5 | 155 | IPP CHP
14372 | Pacific Klamath Energy Inc | 55103 | Klamath Cogeneration Plant | ST1 | Natural Gas Fired Combined Cycle | 178.5 | 180 | IPP CHP
14372 | Pacific Klamath Energy Inc | 55544 | Klamath Expansion Project | GT1 | Natural Gas Fired Combustion Turbine | 29.4 | 25 | IPP Non-CHP
14372 | Pacific Klamath Energy Inc | 55544 | Klamath Expansion Project | GT2 | Natural Gas Fired Combustion Turbine | 29.4 | 25 | IPP Non-CHP
14372 | Pacific Klamath Energy Inc | 55544 | Klamath Expansion Project | GT3 | Natural Gas Fired Combustion Turbine | 29.4 | 25 | IPP Non-CHP
14372 | Pacific Klamath Energy Inc | 55544 | Klamath Expansion Project | GT4 | Natural Gas Fired Combustion Turbine | 29.4 | 25 | IPP Non-CHP
14381 | City of Painesville | 2936 | Painesville | 3 | Conventional Steam Coal | 7.5 | 7 | Electric Utility
14381 | City of Painesville | 2936 | Painesville | 5 | Conventional Steam Coal | 16.5 | 15.5 | Electric Utility
14381 | City of Painesville | 2936 | Painesville | 7 | Conventional Steam Coal | 22 | 17.5 | Electric Utility
14381 | City of Painesville | 2936 | Painesville | ST2 | Conventional Steam Coal | 7.5 | 7 | Electric Utility
14381 | City of Painesville | 2936 | Painesville | WPCP1 | Petroleum Liquids | 2 | 1.8 | Electric Utility
14400 | City of Palmyra - (MO) | 2150 | Palmyra Municipal | 2 | Petroleum Liquids | 0.5 | 0.4 | Electric Utility
14400 | City of Palmyra - (MO) | 2150 | Palmyra Municipal | 3 | Petroleum Liquids | 1.5 | 1.2 | Electric Utility
14400 | City of Palmyra - (MO) | 2150 | Palmyra Municipal | 4 | Petroleum Liquids | 0.8 | 0.7 | Electric Utility
14400 | City of Palmyra - (MO) | 2150 | Palmyra Municipal | 6 | Petroleum Liquids | 2 | 2 | Electric Utility
14400 | City of Palmyra - (MO) | 2150 | Palmyra Municipal | IC7 | Petroleum Liquids | 2 | 1.7 | Electric Utility
14400 | City of Palmyra - (MO) | 7304 | Palmyra Municipal 2 | IC10 | Natural Gas Internal Combustion Engine | 3.5 | 3.5 | Electric Utility
14400 | City of Palmyra - (MO) | 7304 | Palmyra Municipal 2 | IC9 | Natural Gas Internal Combustion Engine | 3.5 | 3.5 | Electric Utility
14405 | Power Choice/Pepco Energy Serv | 56668 | NIH Cogeneration Facility | CGTG | Natural Gas Fired Combustion Turbine | 22 | 21.2 | Commercial CHP
14405 | Power Choice/Pepco Energy Serv | 56900 | Atlantic City Convention Center | 1 | Solar Photovoltaic | 0.5 | 0.5 | Commercial Non-CHP
14405 | Power Choice/Pepco Energy Serv | 56900 | Atlantic City Convention Center | 2 | Solar Photovoltaic | 0.5 | 0.5 | Commercial Non-CHP
14405 | Power Choice/Pepco Energy Serv | 56900 | Atlantic City Convention Center | 3 | Solar Photovoltaic | 0.5 | 0.5 | Commercial Non-CHP
14405 | Power Choice/Pepco Energy Serv | 56900 | Atlantic City Convention Center | 4 | Solar Photovoltaic | 0.5 | 0.5 | Commercial Non-CHP
14410 | KMC Thermo, LLC | 54832 | Brandywine Power Facility | 1 | Natural Gas Fired Combined Cycle | 98.7 |  | IPP CHP
14410 | KMC Thermo, LLC | 54832 | Brandywine Power Facility | 2 | Natural Gas Fired Combined Cycle | 98.7 |  | IPP CHP
14410 | KMC Thermo, LLC | 54832 | Brandywine Power Facility | 3 | Natural Gas Fired Combined Cycle | 91.4 | 230 | IPP CHP
14412 | Gila River Power Station LP | 55306 | Gila River Power Station | CTG7 | Natural Gas Fired Combined Cycle | 174 | 146 | IPP Non-CHP
14412 | Gila River Power Station LP | 55306 | Gila River Power Station | CTG8 | Natural Gas Fired Combined Cycle | 174 | 146 | IPP Non-CHP
14412 | Gila River Power Station LP | 55306 | Gila River Power Station | ST12 | Natural Gas Fired Combined Cycle | 271 | 223 | IPP Non-CHP
14417 | Panduit Corp | 54932 | Panduit Tinley Park | GEN1 | Natural Gas Internal Combustion Engine | 0.7 | 0.7 | Industrial Non-CHP
14417 | Panduit Corp | 54932 | Panduit Tinley Park | GEN2 | Natural Gas Internal Combustion Engine | 0.7 | 0.7 | Industrial Non-CHP
14432 | Panther Creek Power Operating, LLC | 50776 | Panther Creek Energy Facility | GEN1 | Conventional Steam Coal | 94 | 83 | IPP Non-CHP
14433 | City of Panora - (IA) | 7584 | Panora | 1 | Petroleum Liquids | 1.5 | 1.5 | Electric Utility
14433 | City of Panora - (IA) | 7584 | Panora | 2 | Petroleum Liquids | 1 | 1 | Electric Utility
14433 | City of Panora - (IA) | 7584 | Panora | 3 | Petroleum Liquids | 2 | 2 | Electric Utility
14446 | Paragould Light & Water Comm | 7283 | Paragould Turbine | 1 | Natural Gas Fired Combustion Turbine | 3.4 | 3.4 | Electric Utility
14446 | Paragould Light & Water Comm | 7283 | Paragould Turbine | 2 | Natural Gas Fired Combustion Turbine | 3.4 | 3.4 | Electric Utility
14446 | Paragould Light & Water Comm | 7283 | Paragould Turbine | 3 | Natural Gas Fired Combustion Turbine | 3.4 | 3.4 | Electric Utility
14446 | Paragould Light & Water Comm | 7283 | Paragould Turbine | 4 | Natural Gas Fired Combustion Turbine | 3.4 | 3.4 | Electric Utility
14446 | Paragould Light & Water Comm | 7283 | Paragould Turbine | 5 | Petroleum Liquids | 0.3 | 0.2 | Electric Utility
14446 | Paragould Light & Water Comm | 8015 | Paragould Reciprocating | 011 | Natural Gas Internal Combustion Engine | 6.4 | 6 | Electric Utility
14446 | Paragould Light & Water Comm | 8015 | Paragould Reciprocating | 021 | Natural Gas Internal Combustion Engine | 6.4 | 6 | Electric Utility
14446 | Paragould Light & Water Comm | 8015 | Paragould Reciprocating | 031 | Natural Gas Internal Combustion Engine | 6.4 | 6 | Electric Utility
14459 | City of Paris - (KY) | 1376 | Paris (KY) | 1 | Petroleum Liquids | 1.3 | 1.4 | Electric Utility
14459 | City of Paris - (KY) | 1376 | Paris (KY) | 2 | Petroleum Liquids | 1.3 | 1.4 | Electric Utility
14459 | City of Paris - (KY) | 1376 | Paris (KY) | 3 | Petroleum Liquids | 0.7 | 0.8 | Electric Utility
14459 | City of Paris - (KY) | 1376 | Paris (KY) | 4 | Petroleum Liquids | 0.9 | 1.1 | Electric Utility
14459 | City of Paris - (KY) | 1376 | Paris (KY) | 5 | Petroleum Liquids | 1.1 | 1.2 | Electric Utility
14459 | City of Paris - (KY) | 1376 | Paris (KY) | 6 | Petroleum Liquids | 3.1 | 3 | Electric Utility
14459 | City of Paris - (KY) | 1376 | Paris (KY) | 7 | Petroleum Liquids | 3.1 | 3 | Electric Utility
14465 | Park 500 Philip Morris USA | 50275 | Park 500 Philip Morris USA | TG3 | Natural Gas Steam Turbine | 13 | 10.5 | Industrial CHP
14519 | Pasco County | 50666 | Pasco Cnty Solid Waste Resource Recovery | GEN1 | Municipal Solid Waste | 31.2 | 26 | IPP Non-CHP
14534 | City of Pasadena - (CA) | 420 | Broadway (CA) | B3 | Natural Gas Steam Turbine | 75 | 71 | Electric Utility
14534 | City of Pasadena - (CA) | 422 | Glenarm | GT1 | Natural Gas Fired Combustion Turbine | 28.8 | 28.6 | Electric Utility
14534 | City of Pasadena - (CA) | 422 | Glenarm | GT2 | Natural Gas Fired Combustion Turbine | 28.8 | 28.6 | Electric Utility
14534 | City of Pasadena - (CA) | 422 | Glenarm | GT3 | Natural Gas Fired Combustion Turbine | 60.5 | 47.2 | Electric Utility
14534 | City of Pasadena - (CA) | 422 | Glenarm | GT4 | Natural Gas Fired Combustion Turbine | 60.5 | 47.2 | Electric Utility
14534 | City of Pasadena - (CA) | 6449 | Azusa | 1 | Conventional Hydroelectric | 3 | 2 | Electric Utility
14539 | Passaic Valley Water Comm | 50311 | Passaic Valley Water Commission | GEN1 | Conventional Hydroelectric | 0.6 | 0.6 | IPP Non-CHP
14539 | Passaic Valley Water Comm | 50311 | Passaic Valley Water Commission | GEN2 | Conventional Hydroelectric | 0.6 | 0.6 | IPP Non-CHP
14539 | Passaic Valley Water Comm | 50311 | Passaic Valley Water Commission | GEN3 | Conventional Hydroelectric | 0.6 | 0.6 | IPP Non-CHP
14539 | Passaic Valley Water Comm | 50311 | Passaic Valley Water Commission | GEN4 | Conventional Hydroelectric | 0.6 | 0.6 | IPP Non-CHP
14582 | City of Pawhuska - (OK) | 2995 | Pawhuska | 1 | Petroleum Liquids | 1.4 | 1.1 | Electric Utility
14582 | City of Pawhuska - (OK) | 2995 | Pawhuska | 2 | Petroleum Liquids | 2 | 1.2 | Electric Utility
14582 | City of Pawhuska - (OK) | 2995 | Pawhuska | 3 | Petroleum Liquids | 3.1 | 2.5 | Electric Utility
14582 | City of Pawhuska - (OK) | 2995 | Pawhuska | 5 | Petroleum Liquids | 2.5 | 2 | Electric Utility
14584 | Pawtucket Power Associates LP | 54056 | Pawtucket Power Associates | GEN1 | Natural Gas Fired Combined Cycle | 41.8 | 33 | IPP Non-CHP
14584 | Pawtucket Power Associates LP | 54056 | Pawtucket Power Associates | GEN2 | Natural Gas Fired Combined Cycle | 27 | 27 | IPP Non-CHP
14597 | Algonquin Northern Maine | 1513 | Caribou Generation Station | 1 | Petroleum Liquids | 7.5 | 9 | IPP Non-CHP
14597 | Algonquin Northern Maine | 1513 | Caribou Generation Station | CD2 | Petroleum Liquids | 2.7 | 2.5 | IPP Non-CHP
14597 | Algonquin Northern Maine | 1513 | Caribou Generation Station | CD3 | Petroleum Liquids | 2.7 | 2.5 | IPP Non-CHP
14597 | Algonquin Northern Maine | 1513 | Caribou Generation Station | CD4 | Petroleum Liquids | 1 | 1 | IPP Non-CHP
14597 | Algonquin Northern Maine | 1513 | Caribou Generation Station | CD5 | Petroleum Liquids | 1.2 | 1 | IPP Non-CHP
14597 | Algonquin Northern Maine | 1513 | Caribou Generation Station | CH1 | Conventional Hydroelectric | 0.4 | 0.4 | IPP Non-CHP
14597 | Algonquin Northern Maine | 1513 | Caribou Generation Station | CH2 | Conventional Hydroelectric | 0.4 | 0.4 | IPP Non-CHP
14597 | Algonquin Northern Maine | 1513 | Caribou Generation Station | ST2 | Petroleum Liquids | 11.5 | 14 | IPP Non-CHP
14597 | Algonquin Northern Maine | 1514 | Flos Inn Diesel | FID1 | Petroleum Liquids | 2 | 1.4 | IPP Non-CHP
14597 | Algonquin Northern Maine | 1514 | Flos Inn Diesel | FID2 | Petroleum Liquids | 2 | 1.4 | IPP Non-CHP
14597 | Algonquin Northern Maine | 1514 | Flos Inn Diesel | FID3 | Petroleum Liquids | 2 | 1.4 | IPP Non-CHP
14597 | Algonquin Northern Maine | 1516 | Squa Pan Hydro Station | SP1 | Conventional Hydroelectric | 1.5 | 1.4 | IPP Non-CHP
14600 | Payson City Corporation | 7408 | Payson | 86-1 | Natural Gas Internal Combustion Engine | 2.6 | 2.6 | Electric Utility
14600 | Payson City Corporation | 7408 | Payson | 86-2 | Natural Gas Internal Combustion Engine | 2.6 | 2.6 | Electric Utility
14600 | Payson City Corporation | 7408 | Payson | 86-3 | Natural Gas Internal Combustion Engine | 2.5 | 2 | Electric Utility
14600 | Payson City Corporation | 7408 | Payson | 86-4 | Natural Gas Internal Combustion Engine | 2 | 2 | Electric Utility
14605 | City of Peabody - (MA) | 1678 | Waters River | 1 | Natural Gas Fired Combustion Turbine | 21.3 | 16.1 | Electric Utility
14605 | City of Peabody - (MA) | 1678 | Waters River | 2 | Natural Gas Fired Combustion Turbine | 43.6 | 30.5 | Electric Utility
14610 | Orlando Utilities Comm | 564 | Stanton Energy Center | 1 | Conventional Steam Coal | 464.5 | 440 | Electric Utility
14610 | Orlando Utilities Comm | 564 | Stanton Energy Center | 2 | Conventional Steam Coal | 464.5 | 456 | Electric Utility
14610 | Orlando Utilities Comm | 564 | Stanton Energy Center | B | Natural Gas Fired Combined Cycle | 129.8 | 128 | Electric Utility
14610 | Orlando Utilities Comm | 564 | Stanton Energy Center | B1 | Natural Gas Fired Combined Cycle | 203.2 | 167 | Electric Utility
14610 | Orlando Utilities Comm | 683 | Indian River Plant | A | Natural Gas Fired Combustion Turbine | 41.4 | 37 | Electric Utility
14610 | Orlando Utilities Comm | 683 | Indian River Plant | B | Natural Gas Fired Combustion Turbine | 41.4 | 37 | Electric Utility
14610 | Orlando Utilities Comm | 683 | Indian River Plant | C | Natural Gas Fired Combustion Turbine | 130 | 108 | Electric Utility
14610 | Orlando Utilities Comm | 683 | Indian River Plant | D | Natural Gas Fired Combustion Turbine | 130 | 108 | Electric Utility
14610 | Orlando Utilities Comm | 55318 | Indian River | 1 | Natural Gas Steam Turbine | 79 | 75.5 | Electric Utility
14610 | Orlando Utilities Comm | 55318 | Indian River | 2 | Natural Gas Steam Turbine | 213 | 181.3 | Electric Utility
14610 | Orlando Utilities Comm | 55318 | Indian River | 3 | Natural Gas Steam Turbine | 317 | 319.6 | Electric Utility
14624 | PUD No 2 of Grant County | 917 | Quincy Chute | 1 | Conventional Hydroelectric | 9.4 | 9.4 | Electric Utility
14624 | PUD No 2 of Grant County | 3887 | Priest Rapids | 1 | Conventional Hydroelectric | 95 | 95 | Electric Utility
14624 | PUD No 2 of Grant County | 3887 | Priest Rapids | 10 | Conventional Hydroelectric | 95 | 95 | Electric Utility
14624 | PUD No 2 of Grant County | 3887 | Priest Rapids | 2 | Conventional Hydroelectric | 97.8 | 97.8 | Electric Utility
14624 | PUD No 2 of Grant County | 3887 | Priest Rapids | 3 | Conventional Hydroelectric | 95 | 95 | Electric Utility
14624 | PUD No 2 of Grant County | 3887 | Priest Rapids | 4 | Conventional Hydroelectric | 95 | 95 | Electric Utility
14624 | PUD No 2 of Grant County | 3887 | Priest Rapids | 5 | Conventional Hydroelectric | 95 | 95 | Electric Utility
14624 | PUD No 2 of Grant County | 3887 | Priest Rapids | 6 | Conventional Hydroelectric | 95 | 95 | Electric Utility
14624 | PUD No 2 of Grant County | 3887 | Priest Rapids | 7 | Conventional Hydroelectric | 95 | 95 | Electric Utility
14624 | PUD No 2 of Grant County | 3887 | Priest Rapids | 8 | Conventional Hydroelectric | 95 | 95 | Electric Utility
14624 | PUD No 2 of Grant County | 3887 | Priest Rapids | 9 | Conventional Hydroelectric | 97.8 | 97.8 | Electric Utility
14624 | PUD No 2 of Grant County | 3888 | Wanapum | 10A | Conventional Hydroelectric | 122 | 122 | Electric Utility
14624 | PUD No 2 of Grant County | 3888 | Wanapum | 1A | Conventional Hydroelectric | 122 | 122 | Electric Utility
14624 | PUD No 2 of Grant County | 3888 | Wanapum | 2A | Conventional Hydroelectric | 122 | 122 | Electric Utility
14624 | PUD No 2 of Grant County | 3888 | Wanapum | 3 | Conventional Hydroelectric | 103.8 | 103.8 | Electric Utility
14624 | PUD No 2 of Grant County | 3888 | Wanapum | 4 | Conventional Hydroelectric | 103.8 | 103.8 | Electric Utility
14624 | PUD No 2 of Grant County | 3888 | Wanapum | 5A | Conventional Hydroelectric | 122 | 122 | Electric Utility
14624 | PUD No 2 of Grant County | 3888 | Wanapum | 6 | Conventional Hydroelectric | 103.8 | 103.8 | Electric Utility
14624 | PUD No 2 of Grant County | 3888 | Wanapum | 7A | Conventional Hydroelectric | 122 | 122 | Electric Utility
14624 | PUD No 2 of Grant County | 3888 | Wanapum | 8 | Conventional Hydroelectric | 103.8 | 103.8 | Electric Utility
14624 | PUD No 2 of Grant County | 7113 | PEC Headworks | 1 | Conventional Hydroelectric | 6.6 | 6.6 | Electric Utility
14628 | Pecos Wind I LP | 55796 | Woodward Mountain I | 01 | Onshore Wind Turbine | 82 | 82 | IPP Non-CHP
14629 | Pecos Wind II LP | 55795 | Woodward Mountain II | 01 | Onshore Wind Turbine | 78 | 78 | IPP Non-CHP
14645 | City of Pella - (IA) | 7971 | Pella Peaking | 10 | Petroleum Liquids | 2 | 1.8 | Electric Utility
14645 | City of Pella - (IA) | 7971 | Pella Peaking | 11 | Petroleum Liquids | 2 | 1.8 | Electric Utility
14645 | City of Pella - (IA) | 7971 | Pella Peaking | 12 | Petroleum Liquids | 2 | 1.8 | Electric Utility
14645 | City of Pella - (IA) | 7971 | Pella Peaking | 13 | Petroleum Liquids | 2 | 1.8 | Electric Utility
14645 | City of Pella - (IA) | 7971 | Pella Peaking | 14 | Petroleum Liquids | 2 | 1.8 | Electric Utility
14645 | City of Pella - (IA) | 7971 | Pella Peaking | 15 | Petroleum Liquids | 2 | 1.8 | Electric Utility
14645 | City of Pella - (IA) | 7971 | Pella Peaking | 16 | Petroleum Liquids | 2 | 1.8 | Electric Utility
14645 | City of Pella - (IA) | 7971 | Pella Peaking | 3 | Petroleum Liquids | 2 | 1.8 | Electric Utility
14645 | City of Pella - (IA) | 7971 | Pella Peaking | 4 | Petroleum Liquids | 2 | 1.8 | Electric Utility
14645 | City of Pella - (IA) | 7971 | Pella Peaking | 5 | Petroleum Liquids | 2 | 1.8 | Electric Utility
14645 | City of Pella - (IA) | 7971 | Pella Peaking | 6 | Petroleum Liquids | 2 | 1.8 | Electric Utility
14645 | City of Pella - (IA) | 7971 | Pella Peaking | 7 | Petroleum Liquids | 2 | 1.8 | Electric Utility
14645 | City of Pella - (IA) | 7971 | Pella Peaking | 8 | Petroleum Liquids | 2 | 1.8 | Electric Utility
14645 | City of Pella - (IA) | 7971 | Pella Peaking | 9 | Petroleum Liquids | 2 | 1.8 | Electric Utility
14653 | PUD No 1 of Pend Oreille County | 3891 | Box Canyon | 1 | Conventional Hydroelectric | 15 | 19.2 | Electric Utility
14653 | PUD No 1 of Pend Oreille County | 3891 | Box Canyon | 2 | Conventional Hydroelectric | 22.5 | 22.5 | Electric Utility
14653 | PUD No 1 of Pend Oreille County | 3891 | Box Canyon | 3 | Conventional Hydroelectric | 22.5 | 22.5 | Electric Utility
14653 | PUD No 1 of Pend Oreille County | 3891 | Box Canyon | 4 | Conventional Hydroelectric | 22.5 | 22.5 | Electric Utility
14656 | City of Pender - (NE) | 2296 | Pender | 1 | Natural Gas Internal Combustion Engine | 1.5 | 1.2 | Electric Utility
14656 | City of Pender - (NE) | 2296 | Pender | 2 | Natural Gas Internal Combustion Engine | 2 | 2 | Electric Utility
14656 | City of Pender - (NE) | 2296 | Pender | 3 | Natural Gas Internal Combustion Engine | 0.5 | 0.5 | Electric Utility
14656 | City of Pender - (NE) | 2296 | Pender | 4 | Natural Gas Internal Combustion Engine | 0.9 | 0.8 | Electric Utility
14685 | Pelzer Hydro Co Inc | 10799 | Pelzer Upper | GEN1 | Conventional Hydroelectric | 2 | 1.9 | IPP Non-CHP
14685 | Pelzer Hydro Co Inc | 10800 | Pelzer Lower | GEN1 | Conventional Hydroelectric | 3.3 | 3.1 | IPP Non-CHP
14762 | Pensacola Christian College | 50310 | Standby Generation Plant | 1 | Natural Gas Internal Combustion Engine | 1.1 | 1.1 | Commercial Non-CHP
14762 | Pensacola Christian College | 50310 | Standby Generation Plant | 1SB | Natural Gas Internal Combustion Engine | 1.3 | 1.3 | Commercial Non-CHP
14762 | Pensacola Christian College | 50310 | Standby Generation Plant | 2 | Natural Gas Internal Combustion Engine | 1.1 | 1.1 | Commercial Non-CHP
14762 | Pensacola Christian College | 50310 | Standby Generation Plant | 2SB | Natural Gas Internal Combustion Engine | 1.3 | 1.3 | Commercial Non-CHP
14762 | Pensacola Christian College | 50310 | Standby Generation Plant | 3 | Natural Gas Internal Combustion Engine | 1.1 | 1.1 | Commercial Non-CHP
14762 | Pensacola Christian College | 50310 | Standby Generation Plant | 3SB | Natural Gas Internal Combustion Engine | 1.3 | 1.3 | Commercial Non-CHP
14762 | Pensacola Christian College | 50310 | Standby Generation Plant | 4SB | Natural Gas Internal Combustion Engine | 1.3 | 1.3 | Commercial Non-CHP
14762 | Pensacola Christian College | 50310 | Standby Generation Plant | 5SB | Natural Gas Internal Combustion Engine | 1.3 | 1.3 | Commercial Non-CHP
14762 | Pensacola Christian College | 50310 | Standby Generation Plant | 6SB | Natural Gas Internal Combustion Engine | 1.3 | 1.3 | Commercial Non-CHP
14762 | Pensacola Christian College | 50310 | Standby Generation Plant | 7SB | Natural Gas Internal Combustion Engine | 1.3 | 1.3 | Commercial Non-CHP
14762 | Pensacola Christian College | 50310 | Standby Generation Plant | 8SB | Natural Gas Internal Combustion Engine | 1.3 | 1.3 | Commercial Non-CHP
14839 | City of Peru - (IN) | 1037 | Peru (IN) | 2 | Conventional Steam Coal | 22 | 20 | Electric Utility
14839 | City of Peru - (IN) | 1037 | Peru (IN) | 3 | Conventional Steam Coal | 12.5 | 12 | Electric Utility
14839 | City of Peru - (IN) | 1037 | Peru (IN) | D1 | Petroleum Liquids | 1.8 | 1.8 | Electric Utility
14840 | City of Peru - (IL) | 955 | Peru (IL) | 11 | Petroleum Liquids | 2.7 | 2.7 | Electric Utility
14840 | City of Peru - (IL) | 955 | Peru (IL) | 12 | Petroleum Liquids | 2.7 | 2.7 | Electric Utility
14840 | City of Peru - (IL) | 955 | Peru (IL) | 13 | Petroleum Liquids | 2.7 | 2.7 | Electric Utility
14840 | City of Peru - (IL) | 955 | Peru (IL) | 14 | Petroleum Liquids | 2.7 | 2.7 | Electric Utility
14840 | City of Peru - (IL) | 955 | Peru (IL) | 15 | Petroleum Liquids | 2.7 | 2.7 | Electric Utility
14840 | City of Peru - (IL) | 955 | Peru (IL) | 16 | Petroleum Liquids | 2.7 | 2.7 | Electric Utility
14840 | City of Peru - (IL) | 955 | Peru (IL) | 17 | Petroleum Liquids | 2.7 | 2.7 | Electric Utility
14840 | City of Peru - (IL) | 955 | Peru (IL) | GT1 | Petroleum Liquids | 10 | 8.6 | Electric Utility
14840 | City of Peru - (IL) | 955 | Peru (IL) | HC1 | Conventional Hydroelectric | 1.9 | 1.7 | Electric Utility
14840 | City of Peru - (IL) | 955 | Peru (IL) | HC2 | Conventional Hydroelectric | 1.9 | 1.7 | Electric Utility
14840 | City of Peru - (IL) | 955 | Peru (IL) | HC3 | Conventional Hydroelectric | 1.9 | 1.7 | Electric Utility
14840 | City of Peru - (IL) | 955 | Peru (IL) | HC4 | Conventional Hydroelectric | 1.9 | 1.7 | Electric Utility
14856 | Petersburg Borough - (AK) | 91 | Petersburg | 3 | Conventional Hydroelectric | 1.6 | 1.6 | Electric Utility
14856 | Petersburg Borough - (AK) | 91 | Petersburg | IC1 | Petroleum Liquids | 2.6 | 1.7 | Electric Utility
14856 | Petersburg Borough - (AK) | 91 | Petersburg | IC2 | Petroleum Liquids | 0.3 | 0.2 | Electric Utility
14856 | Petersburg Borough - (AK) | 91 | Petersburg | IC3 | Petroleum Liquids | 1.2 | 1 | Electric Utility
14856 | Petersburg Borough - (AK) | 91 | Petersburg | IC4 | Petroleum Liquids | 0.6 | 0.6 | Electric Utility
14856 | Petersburg Borough - (AK) | 91 | Petersburg | IC5 | Petroleum Liquids | 0.8 | 0.7 | Electric Utility
14856 | Petersburg Borough - (AK) | 91 | Petersburg | IC6 | Petroleum Liquids | 2.6 | 2.3 | Electric Utility
14856 | Petersburg Borough - (AK) | 91 | Petersburg | IC7 | Petroleum Liquids | 2.6 | 2.3 | Electric Utility
14856 | Petersburg Borough - (AK) | 91 | Petersburg | IC8 | Petroleum Liquids | 2.5 | 2.2 | Electric Utility
14876 | FPL Energy Cape LLC | 1484 | Cape Gas Turbine | GT4 | Petroleum Liquids | 17.5 | 16 | IPP Non-CHP
14876 | FPL Energy Cape LLC | 1484 | Cape Gas Turbine | GT5 | Petroleum Liquids | 17.5 | 16 | IPP Non-CHP
14925 | Phelps Dodge Refining Corp | 54628 | Phelps Dodge Refining | 2607 | Natural Gas Fired Combustion Turbine | 3.5 | 2.6 | Industrial CHP
14925 | Phelps Dodge Refining Corp | 54628 | Phelps Dodge Refining | 2608 | Natural Gas Fired Combustion Turbine | 3.5 | 2.6 | Industrial CHP
14925 | Phelps Dodge Refining Corp | 54628 | Phelps Dodge Refining | 3001 | Natural Gas Fired Combustion Turbine | 4.2 | 3.2 | Industrial CHP
14925 | Phelps Dodge Refining Corp | 54628 | Phelps Dodge Refining | 3002 | Natural Gas Fired Combustion Turbine | 4.2 | 3.2 | Industrial CHP
14925 | Phelps Dodge Refining Corp | 54628 | Phelps Dodge Refining | 3003 | Natural Gas Fired Combustion Turbine | 4.2 | 3.2 | Industrial CHP
14928 | Pfizer Inc | 54236 | Pfizer Groton Plant | GT-1 | Natural Gas Fired Combustion Turbine | 10 | 9.5 | Industrial CHP
14928 | Pfizer Inc | 54236 | Pfizer Groton Plant | TG 2 | Natural Gas Steam Turbine | 2.5 | 2.5 | Industrial CHP
14928 | Pfizer Inc | 54236 | Pfizer Groton Plant | TG 3 | Natural Gas Steam Turbine | 10 | 9.4 | Industrial CHP
14928 | Pfizer Inc | 54236 | Pfizer Groton Plant | TG 4 | Natural Gas Steam Turbine | 10 | 10 | Industrial CHP
14928 | Pfizer Inc | 54236 | Pfizer Groton Plant | TG5 | Natural Gas Steam Turbine | 7.5 | 7.5 | Industrial CHP
14932 | US Operating Services Company | 10043 | Logan Generating Company LP | GEN1 | Conventional Steam Coal | 242.3 | 219 | IPP CHP
14932 | US Operating Services Company | 10566 | Chambers Cogeneration LP | GEN1 | Conventional Steam Coal | 285 | 244 | IPP CHP
14932 | US Operating Services Company | 50974 | Scrubgrass Generating Company LP | GEN1 | Conventional Steam Coal | 94.7 | 83.5 | IPP Non-CHP
14932 | US Operating Services Company | 50976 | Indiantown Cogeneration LP | GEN1 | Conventional Steam Coal | 395.4 | 330 | IPP CHP
14952 | ConocoPhillips | 50388 | Phillips 66 Carbon Plant | GEN1 | All Other | 27.3 | 16.4 | Industrial CHP
14989 | Freeport McMoRan Inc | 54734 | Freeport McMoRan | 1 | Petroleum Liquids | 3 | 2.9 | Industrial Non-CHP
14989 | Freeport McMoRan Inc | 54734 | Freeport McMoRan | 10 | Petroleum Liquids | 3 | 2.9 | Industrial Non-CHP
14989 | Freeport McMoRan Inc | 54734 | Freeport McMoRan | 11 | Petroleum Liquids | 3 | 2.9 | Industrial Non-CHP
14989 | Freeport McMoRan Inc | 54734 | Freeport McMoRan | 12 | Petroleum Liquids | 3 | 2.9 | Industrial Non-CHP
14989 | Freeport McMoRan Inc | 54734 | Freeport McMoRan | 13 | Petroleum Liquids | 3 | 2.9 | Industrial Non-CHP
14989 | Freeport McMoRan Inc | 54734 | Freeport McMoRan | 14 | Petroleum Liquids | 3 | 2.9 | Industrial Non-CHP
14989 | Freeport McMoRan Inc | 54734 | Freeport McMoRan | 15 | Petroleum Liquids | 3.1 | 2.9 | Industrial Non-CHP
14989 | Freeport McMoRan Inc | 54734 | Freeport McMoRan | 2 | Petroleum Liquids | 3 | 2.9 | Industrial Non-CHP
14989 | Freeport McMoRan Inc | 54734 | Freeport McMoRan | 3 | Petroleum Liquids | 3.1 | 2.9 | Industrial Non-CHP
14989 | Freeport McMoRan Inc | 54734 | Freeport McMoRan | 4 | Petroleum Liquids | 3.1 | 2.9 | Industrial Non-CHP
14989 | Freeport McMoRan Inc | 54734 | Freeport McMoRan | 5 | Petroleum Liquids | 3 | 2.9 | Industrial Non-CHP
14989 | Freeport McMoRan Inc | 54734 | Freeport McMoRan | 6 | Petroleum Liquids | 3 | 2.9 | Industrial Non-CHP
14989 | Freeport McMoRan Inc | 54734 | Freeport McMoRan | 7 | Petroleum Liquids | 3.1 | 2.9 | Industrial Non-CHP
14989 | Freeport McMoRan Inc | 54734 | Freeport McMoRan | 8 | Petroleum Liquids | 3 | 2.9 | Industrial Non-CHP
14989 | Freeport McMoRan Inc | 54734 | Freeport McMoRan | 9 | Petroleum Liquids | 3 | 2.9 | Industrial Non-CHP
14995 | Pinetree Power Fitchburg Inc | 54620 | Pinetree Power Fitchburg | NO-1 | Wood/Wood Waste Biomass | 18 | 16 | IPP Non-CHP
15043 | City of Piggott - (AR) | 193 | Municipal Light | 1 | Petroleum Liquids | 2 | 2 | Electric Utility
15043 | City of Piggott - (AR) | 193 | Municipal Light | 2 | Petroleum Liquids | 0.6 | 0.6 | Electric Utility
15043 | City of Piggott - (AR) | 193 | Municipal Light | 4 | Petroleum Liquids | 2.2 | 2.2 | Electric Utility
15043 | City of Piggott - (AR) | 193 | Municipal Light | 6 | Petroleum Liquids | 1.3 | 1.3 | Electric Utility
15043 | City of Piggott - (AR) | 193 | Municipal Light | 7 | Petroleum Liquids | 1.1 | 1.1 | Electric Utility
15064 | Pinetree Power Inc | 50208 | Pinetree Power | GEN1 | Wood/Wood Waste Biomass | 17.5 | 15 | IPP Non-CHP
15085 | Pinetree Power Tamworth Inc | 50739 | Pinetree Power Tamworth | GEN1 | Wood/Wood Waste Biomass | 25 | 20 | IPP Non-CHP
15095 | City of Piqua - (OH) | 2937 | Piqua Power Plant | 11 | Petroleum Liquids | 16.3 | 16.5 | Electric Utility
15095 | City of Piqua - (OH) | 2937 | Piqua Power Plant | 8 | Petroleum Liquids | 20 | 20 | Electric Utility
15114 | Pittsfield Generating Company, LP | 50002 | Pittsfield Generating LP | GEN1 | Natural Gas Fired Combined Cycle | 40.7 | 35.2 | IPP CHP
15114 | Pittsfield Generating Company, LP | 50002 | Pittsfield Generating LP | GEN2 | Natural Gas Fired Combined Cycle | 40.7 | 35.2 | IPP CHP
15114 | Pittsfield Generating Company, LP | 50002 | Pittsfield Generating LP | GEN3 | Natural Gas Fired Combined Cycle | 40.7 | 35.2 | IPP CHP
15114 | Pittsfield Generating Company, LP | 50002 | Pittsfield Generating LP | GEN4 | Natural Gas Fired Combined Cycle | 53.4 | 45.8 | IPP CHP
15127 | Placer County Water Agency | 424 | French Meadows | 1 | Conventional Hydroelectric | 15.3 | 17 | Electric Utility
15127 | Placer County Water Agency | 425 | Middle Fork | 1 | Conventional Hydroelectric | 61.2 | 61 | Electric Utility
15127 | Placer County Water Agency | 425 | Middle Fork | 2 | Conventional Hydroelectric | 54.9 | 61 | Electric Utility
15127 | Placer County Water Agency | 426 | Oxbow (CA) | 1 | Conventional Hydroelectric | 6.1 | 6 | Electric Utility
15127 | Placer County Water Agency | 427 | Ralston | 1 | Conventional Hydroelectric | 79.2 | 86.3 | Electric Utility
15132 | City of Plainview - (NE) | 2297 | Plainview Muncipal Power | 1 | Petroleum Liquids | 1.1 | 1.1 | Electric Utility
15132 | City of Plainview - (NE) | 2297 | Plainview Muncipal Power | 3 | Petroleum Liquids | 0.9 | 0.9 | Electric Utility
15132 | City of Plainview - (NE) | 2297 | Plainview Muncipal Power | 4 | Petroleum Liquids | 1.2 | 1.2 | Electric Utility
15132 | City of Plainview - (NE) | 2297 | Plainview Muncipal Power | 5 | Petroleum Liquids | 1.8 | 1.8 | Electric Utility
15142 | Plains End Operating Services LLC | 55650 | Plains End | GE10 | Natural Gas Internal Combustion Engine | 5.7 | 5.7 | IPP Non-CHP
15142 | Plains End Operating Services LLC | 55650 | Plains End | GE11 | Natural Gas Internal Combustion Engine | 5.7 | 5.7 | IPP Non-CHP
15142 | Plains End Operating Services LLC | 55650 | Plains End | GE12 | Natural Gas Internal Combustion Engine | 5.7 | 5.7 | IPP Non-CHP
15142 | Plains End Operating Services LLC | 55650 | Plains End | GE13 | Natural Gas Internal Combustion Engine | 5.7 | 5.7 | IPP Non-CHP
15142 | Plains End Operating Services LLC | 55650 | Plains End | GE14 | Natural Gas Internal Combustion Engine | 5.7 | 5.7 | IPP Non-CHP
15142 | Plains End Operating Services LLC | 55650 | Plains End | GE15 | Natural Gas Internal Combustion Engine | 5.7 | 5.7 | IPP Non-CHP
15142 | Plains End Operating Services LLC | 55650 | Plains End | GE16 | Natural Gas Internal Combustion Engine | 5.7 | 5.7 | IPP Non-CHP
15142 | Plains End Operating Services LLC | 55650 | Plains End | GE17 | Natural Gas Internal Combustion Engine | 5.7 | 5.7 | IPP Non-CHP
15142 | Plains End Operating Services LLC | 55650 | Plains End | GE18 | Natural Gas Internal Combustion Engine | 5.7 | 5.7 | IPP Non-CHP
15142 | Plains End Operating Services LLC | 55650 | Plains End | GE19 | Natural Gas Internal Combustion Engine | 5.7 | 5.7 | IPP Non-CHP
15142 | Plains End Operating Services LLC | 55650 | Plains End | GE20 | Natural Gas Internal Combustion Engine | 5.7 | 5.7 | IPP Non-CHP
15142 | Plains End Operating Services LLC | 55650 | Plains End | GEN1 | Natural Gas Internal Combustion Engine | 5.7 | 5.7 | IPP Non-CHP
15142 | Plains End Operating Services LLC | 55650 | Plains End | GEN2 | Natural Gas Internal Combustion Engine | 5.7 | 5.7 | IPP Non-CHP
15142 | Plains End Operating Services LLC | 55650 | Plains End | GEN3 | Natural Gas Internal Combustion Engine | 5.7 | 5.7 | IPP Non-CHP
15142 | Plains End Operating Services LLC | 55650 | Plains End | GEN4 | Natural Gas Internal Combustion Engine | 5.7 | 5.7 | IPP Non-CHP
15142 | Plains End Operating Services LLC | 55650 | Plains End | GEN5 | Natural Gas Internal Combustion Engine | 5.7 | 5.7 | IPP Non-CHP
15142 | Plains End Operating Services LLC | 55650 | Plains End | GEN6 | Natural Gas Internal Combustion Engine | 5.7 | 5.7 | IPP Non-CHP
15142 | Plains End Operating Services LLC | 55650 | Plains End | GEN7 | Natural Gas Internal Combustion Engine | 5.7 | 5.7 | IPP Non-CHP
15142 | Plains End Operating Services LLC | 55650 | Plains End | GEN8 | Natural Gas Internal Combustion Engine | 5.7 | 5.7 | IPP Non-CHP
15142 | Plains End Operating Services LLC | 55650 | Plains End | GEN9 | Natural Gas Internal Combustion Engine | 5.7 | 5.7 | IPP Non-CHP
15142 | Plains End Operating Services LLC | 56516 | Plains End II LLC | 2G01 | Natural Gas Internal Combustion Engine | 8.4 | 8.3 | IPP Non-CHP
15142 | Plains End Operating Services LLC | 56516 | Plains End II LLC | 2G02 | Natural Gas Internal Combustion Engine | 8.4 | 8.3 | IPP Non-CHP
15142 | Plains End Operating Services LLC | 56516 | Plains End II LLC | 2G03 | Natural Gas Internal Combustion Engine | 8.4 | 8.3 | IPP Non-CHP
15142 | Plains End Operating Services LLC | 56516 | Plains End II LLC | 2G04 | Natural Gas Internal Combustion Engine | 8.4 | 8.3 | IPP Non-CHP
15142 | Plains End Operating Services LLC | 56516 | Plains End II LLC | 2G05 | Natural Gas Internal Combustion Engine | 8.4 | 8.3 | IPP Non-CHP
15142 | Plains End Operating Services LLC | 56516 | Plains End II LLC | 2G06 | Natural Gas Internal Combustion Engine | 8.4 | 8.3 | IPP Non-CHP
15142 | Plains End Operating Services LLC | 56516 | Plains End II LLC | 2G07 | Natural Gas Internal Combustion Engine | 8.4 | 8.3 | IPP Non-CHP
15142 | Plains End Operating Services LLC | 56516 | Plains End II LLC | 2G08 | Natural Gas Internal Combustion Engine | 8.4 | 8.3 | IPP Non-CHP
15142 | Plains End Operating Services LLC | 56516 | Plains End II LLC | 2G09 | Natural Gas Internal Combustion Engine | 8.4 | 8.3 | IPP Non-CHP
15142 | Plains End Operating Services LLC | 56516 | Plains End II LLC | 2G10 | Natural Gas Internal Combustion Engine | 8.4 | 8.3 | IPP Non-CHP
15142 | Plains End Operating Services LLC | 56516 | Plains End II LLC | 2G11 | Natural Gas Internal Combustion Engine | 8.4 | 8.3 | IPP Non-CHP
15142 | Plains End Operating Services LLC | 56516 | Plains End II LLC | 2G12 | Natural Gas Internal Combustion Engine | 8.4 | 8.3 | IPP Non-CHP
15142 | Plains End Operating Services LLC | 56516 | Plains End II LLC | 2G13 | Natural Gas Internal Combustion Engine | 8.4 | 8.3 | IPP Non-CHP
15142 | Plains End Operating Services LLC | 56516 | Plains End II LLC | 2G14 | Natural Gas Internal Combustion Engine | 8.4 | 8.3 | IPP Non-CHP
15143 | Platte River Power Authority | 6761 | Rawhide | 1 | Conventional Steam Coal | 293.6 | 280 | Electric Utility
15143 | Platte River Power Authority | 6761 | Rawhide | A | Natural Gas Fired Combustion Turbine | 89.3 | 65 | Electric Utility
15143 | Platte River Power Authority | 6761 | Rawhide | B | Natural Gas Fired Combustion Turbine | 89.3 | 65 | Electric Utility
15143 | Platte River Power Authority | 6761 | Rawhide | C | Natural Gas Fired Combustion Turbine | 89.3 | 65 | Electric Utility
15143 | Platte River Power Authority | 6761 | Rawhide | D | Natural Gas Fired Combustion Turbine | 89.3 | 65 | Electric Utility
15143 | Platte River Power Authority | 6761 | Rawhide | F | Natural Gas Fired Combustion Turbine | 149.6 | 128 | Electric Utility
15147 | PSEG Fossil LLC | 2398 | Bergen Generating Station | 1101 | Natural Gas Fired Combined Cycle | 112.5 | 118 | IPP Non-CHP
15147 | PSEG Fossil LLC | 2398 | Bergen Generating Station | 1201 | Natural Gas Fired Combined Cycle | 112.5 | 118 | IPP Non-CHP
15147 | PSEG Fossil LLC | 2398 | Bergen Generating Station | 1301 | Natural Gas Fired Combined Cycle | 112.5 | 118 | IPP Non-CHP
15147 | PSEG Fossil LLC | 2398 | Bergen Generating Station | 1401 | Natural Gas Fired Combined Cycle | 112.5 | 118 | IPP Non-CHP
15147 | PSEG Fossil LLC | 2398 | Bergen Generating Station | 1501 | Natural Gas Fired Combined Cycle | 325.2 | 166 | IPP Non-CHP
15147 | PSEG Fossil LLC | 2398 | Bergen Generating Station | 2101 | Natural Gas Fired Combined Cycle | 183.6 | 164 | IPP Non-CHP
15147 | PSEG Fossil LLC | 2398 | Bergen Generating Station | 2201 | Natural Gas Fired Combined Cycle | 183.6 | 164 | IPP Non-CHP
15147 | PSEG Fossil LLC | 2398 | Bergen Generating Station | 2301 | Natural Gas Fired Combined Cycle | 258.4 | 232 | IPP Non-CHP
15147 | PSEG Fossil LLC | 2398 | Bergen Generating Station | 3 | Natural Gas Fired Combustion Turbine | 18.6 | 21 | IPP Non-CHP
15147 | PSEG Fossil LLC | 2399 | PSEG Burlington Generating Station | 111 | Petroleum Liquids | 41.8 | 46 | IPP Non-CHP
15147 | PSEG Fossil LLC | 2399 | PSEG Burlington Generating Station | 112 | Petroleum Liquids | 41.8 | 46 | IPP Non-CHP
15147 | PSEG Fossil LLC | 2399 | PSEG Burlington Generating Station | 113 | Petroleum Liquids | 41.8 | 46 | IPP Non-CHP
15147 | PSEG Fossil LLC | 2399 | PSEG Burlington Generating Station | 114 | Petroleum Liquids | 41.8 | 46 | IPP Non-CHP
15147 | PSEG Fossil LLC | 2399 | PSEG Burlington Generating Station | 121 | Natural Gas Fired Combustion Turbine | 60.5 | 43.5 | IPP Non-CHP
15147 | PSEG Fossil LLC | 2399 | PSEG Burlington Generating Station | 122 | Natural Gas Fired Combustion Turbine | 60.5 | 42.8 | IPP Non-CHP
15147 | PSEG Fossil LLC | 2399 | PSEG Burlington Generating Station | 123 | Natural Gas Fired Combustion Turbine | 60.5 | 42.7 | IPP Non-CHP
15147 | PSEG Fossil LLC | 2399 | PSEG Burlington Generating Station | 124 | Natural Gas Fired Combustion Turbine | 60.5 | 43.5 | IPP Non-CHP
15147 | PSEG Fossil LLC | 2399 | PSEG Burlington Generating Station | 8 | Petroleum Liquids | 18.5 | 22 | IPP Non-CHP
15147 | PSEG Fossil LLC | 2400 | PSEG Edison Generating Station | 11 | Natural Gas Fired Combustion Turbine | 41.8 | 43 | IPP Non-CHP
15147 | PSEG Fossil LLC | 2400 | PSEG Edison Generating Station | 12 | Natural Gas Fired Combustion Turbine | 41.8 | 43 | IPP Non-CHP
15147 | PSEG Fossil LLC | 2400 | PSEG Edison Generating Station | 13 | Natural Gas Fired Combustion Turbine | 41.8 | 43 | IPP Non-CHP
15147 | PSEG Fossil LLC | 2400 | PSEG Edison Generating Station | 14 | Natural Gas Fired Combustion Turbine | 41.8 | 43 | IPP Non-CHP
15147 | PSEG Fossil LLC | 2400 | PSEG Edison Generating Station | 21 | Natural Gas Fired Combustion Turbine | 41.8 | 43 | IPP Non-CHP
15147 | PSEG Fossil LLC | 2400 | PSEG Edison Generating Station | 22 | Natural Gas Fired Combustion Turbine | 41.8 | 43 | IPP Non-CHP
15147 | PSEG Fossil LLC | 2400 | PSEG Edison Generating Station | 23 | Natural Gas Fired Combustion Turbine | 41.8 | 43 | IPP Non-CHP
15147 | PSEG Fossil LLC | 2400 | PSEG Edison Generating Station | 24 | Natural Gas Fired Combustion Turbine | 41.8 | 43 | IPP Non-CHP
15147 | PSEG Fossil LLC | 2400 | PSEG Edison Generating Station | 31 | Natural Gas Fired Combustion Turbine | 41.8 | 43 | IPP Non-CHP
15147 | PSEG Fossil LLC | 2400 | PSEG Edison Generating Station | 32 | Natural Gas Fired Combustion Turbine | 41.8 | 43 | IPP Non-CHP
15147 | PSEG Fossil LLC | 2400 | PSEG Edison Generating Station | 33 | Natural Gas Fired Combustion Turbine | 41.8 | 43 | IPP Non-CHP
15147 | PSEG Fossil LLC | 2400 | PSEG Edison Generating Station | 34 | Natural Gas Fired Combustion Turbine | 41.8 | 43 | IPP Non-CHP
15147 | PSEG Fossil LLC | 2401 | PSEG Essex Generating Station | 101 | Natural Gas Fired Combustion Turbine | 41.8 | 43 | IPP Non-CHP
15147 | PSEG Fossil LLC | 2401 | PSEG Essex Generating Station | 102 | Natural Gas Fired Combustion Turbine | 41.8 | 43 | IPP Non-CHP
15147 | PSEG Fossil LLC | 2401 | PSEG Essex Generating Station | 103 | Natural Gas Fired Combustion Turbine | 41.8 | 43 | IPP Non-CHP
15147 | PSEG Fossil LLC | 2401 | PSEG Essex Generating Station | 104 | Natural Gas Fired Combustion Turbine | 41.8 | 43 | IPP Non-CHP
15147 | PSEG Fossil LLC | 2401 | PSEG Essex Generating Station | 111 | Natural Gas Fired Combustion Turbine | 41.8 | 46 | IPP Non-CHP
15147 | PSEG Fossil LLC | 2401 | PSEG Essex Generating Station | 112 | Natural Gas Fired Combustion Turbine | 41.8 | 46 | IPP Non-CHP
15147 | PSEG Fossil LLC | 2401 | PSEG Essex Generating Station | 113 | Natural Gas Fired Combustion Turbine | 41.8 | 46 | IPP Non-CHP
15147 | PSEG Fossil LLC | 2401 | PSEG Essex Generating Station | 114 | Natural Gas Fired Combustion Turbine | 41.8 | 46 | IPP Non-CHP
15147 | PSEG Fossil LLC | 2401 | PSEG Essex Generating Station | 121 | Natural Gas Fired Combustion Turbine | 41.8 | 46 | IPP Non-CHP
15147 | PSEG Fossil LLC | 2401 | PSEG Essex Generating Station | 122 | Natural Gas Fired Combustion Turbine | 41.8 | 46 | IPP Non-CHP
15147 | PSEG Fossil LLC | 2401 | PSEG Essex Generating Station | 123 | Natural Gas Fired Combustion Turbine | 41.8 | 46 | IPP Non-CHP
15147 | PSEG Fossil LLC | 2401 | PSEG Essex Generating Station | 124 | Natural Gas Fired Combustion Turbine | 41.8 | 46 | IPP Non-CHP
15147 | PSEG Fossil LLC | 2401 | PSEG Essex Generating Station | 9 | Natural Gas Fired Combustion Turbine | 93.6 | 83 | IPP Non-CHP
15147 | PSEG Fossil LLC | 2403 | PSEG Hudson Generating Station | 2 | Conventional Steam Coal | 659.7 | 620 | IPP Non-CHP
15147 | PSEG Fossil LLC | 2404 | PSEG Kearny Generating Station | 131 | Natural Gas Fired Combustion Turbine | 60.5 | 45.6 | IPP Non-CHP
15147 | PSEG Fossil LLC | 2404 | PSEG Kearny Generating Station | 132 | Natural Gas Fired Combustion Turbine | 60.5 | 45.6 | IPP Non-CHP
15147 | PSEG Fossil LLC | 2404 | PSEG Kearny Generating Station | 133 | Natural Gas Fired Combustion Turbine | 60.5 | 45.6 | IPP Non-CHP
15147 | PSEG Fossil LLC | 2404 | PSEG Kearny Generating Station | 134 | Natural Gas Fired Combustion Turbine | 60.5 | 45.7 | IPP Non-CHP
15147 | PSEG Fossil LLC | 2404 | PSEG Kearny Generating Station | 141 | Natural Gas Fired Combustion Turbine | 60.5 | 45.8 | IPP Non-CHP
15147 | PSEG Fossil LLC | 2404 | PSEG Kearny Generating Station | 142 | Natural Gas Fired Combustion Turbine | 60.5 | 45.9 | IPP Non-CHP
15147 | PSEG Fossil LLC | 2404 | PSEG Kearny Generating Station | N121 | Natural Gas Fired Combustion Turbine | 60.5 | 44.5 | IPP Non-CHP
15147 | PSEG Fossil LLC | 2404 | PSEG Kearny Generating Station | N122 | Natural Gas Fired Combustion Turbine | 60.5 | 44.5 | IPP Non-CHP
15147 | PSEG Fossil LLC | 2404 | PSEG Kearny Generating Station | N123 | Natural Gas Fired Combustion Turbine | 60.5 | 44.5 | IPP Non-CHP
15147 | PSEG Fossil LLC | 2404 | PSEG Kearny Generating Station | N124 | Natural Gas Fired Combustion Turbine | 60.5 | 44.5 | IPP Non-CHP
15147 | PSEG Fossil LLC | 2406 | PSEG Linden Generating Station | 1001 | Natural Gas Fired Combined Cycle | 315 | 285 | IPP Non-CHP
15147 | PSEG Fossil LLC | 2406 | PSEG Linden Generating Station | 1101 | Natural Gas Fired Combined Cycle | 181.4 | 182.3 | IPP Non-CHP
15147 | PSEG Fossil LLC | 2406 | PSEG Linden Generating Station | 1201 | Natural Gas Fired Combined Cycle | 181.4 | 182.3 | IPP Non-CHP
15147 | PSEG Fossil LLC | 2406 | PSEG Linden Generating Station | 2001 | Natural Gas Fired Combined Cycle | 315 | 285 | IPP Non-CHP
15147 | PSEG Fossil LLC | 2406 | PSEG Linden Generating Station | 2101 | Natural Gas Fired Combined Cycle | 181.4 | 182.3 | IPP Non-CHP
15147 | PSEG Fossil LLC | 2406 | PSEG Linden Generating Station | 2201 | Natural Gas Fired Combined Cycle | 181.4 | 182.3 | IPP Non-CHP
15147 | PSEG Fossil LLC | 2406 | PSEG Linden Generating Station | 5 | Natural Gas Fired Combustion Turbine | 96.1 | 86 | IPP Non-CHP
15147 | PSEG Fossil LLC | 2406 | PSEG Linden Generating Station | 6 | Natural Gas Fired Combustion Turbine | 96.1 | 86 | IPP Non-CHP
15147 | PSEG Fossil LLC | 2406 | PSEG Linden Generating Station | 7 | Natural Gas Fired Combustion Turbine | 96.1 | 84 | IPP Non-CHP
15147 | PSEG Fossil LLC | 2406 | PSEG Linden Generating Station | 8 | Natural Gas Fired Combustion Turbine | 96.1 | 84 | IPP Non-CHP
15147 | PSEG Fossil LLC | 2408 | PSEG Mercer Generating Station | 1 | Conventional Steam Coal | 326.4 | 316 | IPP Non-CHP
15147 | PSEG Fossil LLC | 2408 | PSEG Mercer Generating Station | 2 | Conventional Steam Coal | 326.4 | 316 | IPP Non-CHP
15147 | PSEG Fossil LLC | 2408 | PSEG Mercer Generating Station | 3 | Petroleum Liquids | 115.2 | 115 | IPP Non-CHP
15147 | PSEG Fossil LLC | 2409 | PSEG National Park Generating Station | 1 | Petroleum Liquids | 18.5 | 21 | IPP Non-CHP
15147 | PSEG Fossil LLC | 2411 | PSEG Sewaren Generating Station | 1 | Natural Gas Steam Turbine | 110.7 | 104 | IPP Non-CHP
15147 | PSEG Fossil LLC | 2411 | PSEG Sewaren Generating Station | 2 | Natural Gas Steam Turbine | 107.5 | 118 | IPP Non-CHP
15147 | PSEG Fossil LLC | 2411 | PSEG Sewaren Generating Station | 3 | Natural Gas Steam Turbine | 107.5 | 107 | IPP Non-CHP
15147 | PSEG Fossil LLC | 2411 | PSEG Sewaren Generating Station | 4 | Natural Gas Steam Turbine | 126.5 | 123.6 | IPP Non-CHP
15147 | PSEG Fossil LLC | 2411 | PSEG Sewaren Generating Station | 6 | Petroleum Liquids | 115.2 | 105 | IPP Non-CHP
15173 | Placid Refining Co LLC | 50389 | Port Allen (LA) | GEN1 | Natural Gas Fired Combustion Turbine | 3.8 | 3.5 | Industrial CHP
15173 | Placid Refining Co LLC | 50389 | Port Allen (LA) | GEN2 | Natural Gas Fired Combustion Turbine | 3.8 | 3.5 | Industrial CHP
15174 | Freeport McMoRan Oil & Gas | 50623 | Gaviota Oil Plant | GENA | Natural Gas Fired Combustion Turbine | 3.5 | 3 | Industrial CHP
15174 | Freeport McMoRan Oil & Gas | 50623 | Gaviota Oil Plant | GENB | Natural Gas Fired Combustion Turbine | 3.5 | 3 | Industrial CHP
15174 | Freeport McMoRan Oil & Gas | 50623 | Gaviota Oil Plant | GENC | Natural Gas Fired Combustion Turbine | 3.5 | 3 | Industrial CHP
15174 | Freeport McMoRan Oil & Gas | 50623 | Gaviota Oil Plant | GEND | Natural Gas Fired Combustion Turbine | 3.5 | 3 | Industrial CHP
15174 | Freeport McMoRan Oil & Gas | 54447 | Welport Lease Project | TI | Natural Gas Fired Combustion Turbine | 5 | 4 | Industrial CHP
15174 | Freeport McMoRan Oil & Gas | 54449 | Dome Project | T1 | Natural Gas Fired Combustion Turbine | 3 | 2.5 | Industrial CHP
15174 | Freeport McMoRan Oil & Gas | 54449 | Dome Project | T2 | Natural Gas Fired Combustion Turbine | 3 | 2.5 | Industrial CHP
15174 | Freeport McMoRan Oil & Gas | 58190 | Thomas M Knott Cogen Facility | CG | Natural Gas Fired Combustion Turbine | 1.4 | 1.2 | Industrial Non-CHP
15180 | City of Pocahontas - (IA) | 56517 | West Diesel Generation Unit | East | Petroleum Liquids | 2 | 1.9 | Electric Utility
15180 | City of Pocahontas - (IA) | 56517 | West Diesel Generation Unit | West | Petroleum Liquids | 2 | 1.9 | Electric Utility
15213 | Pontook Operating LP | 50741 | Pontook Hydro Facility | GEN1 | Conventional Hydroelectric | 3.5 | 3.5 | IPP Non-CHP
15213 | Pontook Operating LP | 50741 | Pontook Hydro Facility | GEN2 | Conventional Hydroelectric | 3.5 | 3.5 | IPP Non-CHP
15213 | Pontook Operating LP | 50741 | Pontook Hydro Facility | GEN3 | Conventional Hydroelectric | 3.5 | 3.5 | IPP Non-CHP
15222 | Ponnequin Acquisitions, LLC | 55203 | Ponnequin Phase 1 | EXIS | Onshore Wind Turbine | 5.2 | 5.2 | IPP Non-CHP
15229 | City of Poplar Bluff - (MO) | 7392 | Poplar Bluff Generating Station | 1 | Natural Gas Internal Combustion Engine | 7 | 7 | Electric Utility
15229 | City of Poplar Bluff - (MO) | 7392 | Poplar Bluff Generating Station | 2 | Natural Gas Internal Combustion Engine | 7 | 7 | Electric Utility
15229 | City of Poplar Bluff - (MO) | 7392 | Poplar Bluff Generating Station | 3 | Natural Gas Internal Combustion Engine | 6.7 | 6.6 | Electric Utility
15229 | City of Poplar Bluff - (MO) | 7392 | Poplar Bluff Generating Station | 4 | Natural Gas Internal Combustion Engine | 6.7 | 6.6 | Electric Utility
15229 | City of Poplar Bluff - (MO) | 7392 | Poplar Bluff Generating Station | 5 | Natural Gas Internal Combustion Engine | 6.7 | 6.6 | Electric Utility
15237 | PCS Nitrogen LP | 50341 | PCS Nitrogen Fertilizer LP | GEN2 | All Other | 10 | 8 | Industrial Non-CHP
15246 | City of Portland - (MI) | 1851 | Frank Jenkins | 4 | Petroleum Liquids | 0.8 | 0.8 | Electric Utility
15246 | City of Portland - (MI) | 1851 | Frank Jenkins | 5 | Petroleum Liquids | 2 | 1.7 | Electric Utility
15246 | City of Portland - (MI) | 1851 | Frank Jenkins | 6 | Petroleum Liquids | 1 | 1 | Electric Utility
15248 | Portland General Electric Co | 3045 | Faraday | 1 | Conventional Hydroelectric | 3.1 | 3.9 | Electric Utility
15248 | Portland General Electric Co | 3045 | Faraday | 2 | Conventional Hydroelectric | 3.1 | 3.9 | Electric Utility
15248 | Portland General Electric Co | 3045 | Faraday | 3 | Conventional Hydroelectric | 2.7 | 3.4 | Electric Utility
15248 | Portland General Electric Co | 3045 | Faraday | 4 | Conventional Hydroelectric | 4.5 | 5.6 | Electric Utility
15248 | Portland General Electric Co | 3045 | Faraday | 5 | Conventional Hydroelectric | 4 | 5.1 | Electric Utility
15248 | Portland General Electric Co | 3045 | Faraday | 6 | Conventional Hydroelectric | 19.2 | 23.9 | Electric Utility
15248 | Portland General Electric Co | 3047 | North Fork | 1 | Conventional Hydroelectric | 19.2 | 27 | Electric Utility
15248 | Portland General Electric Co | 3047 | North Fork | 2 | Conventional Hydroelectric | 21.6 | 31 | Electric Utility
15248 | Portland General Electric Co | 3048 | Pelton | 1 | Conventional Hydroelectric | 45 | 38 | Electric Utility
15248 | Portland General Electric Co | 3048 | Pelton | 2 | Conventional Hydroelectric | 32.4 | 36 | Electric Utility
15248 | Portland General Electric Co | 3048 | Pelton | 3 | Conventional Hydroelectric | 32.4 | 36 | Electric Utility
15248 | Portland General Electric Co | 3049 | River Mill | 1 | Conventional Hydroelectric | 3.3 | 4.3 | Electric Utility
15248 | Portland General Electric Co | 3049 | River Mill | 2 | Conventional Hydroelectric | 3.3 | 4.3 | Electric Utility
15248 | Portland General Electric Co | 3049 | River Mill | 3 | Conventional Hydroelectric | 3.3 | 4.3 | Electric Utility
15248 | Portland General Electric Co | 3049 | River Mill | 4 | Conventional Hydroelectric | 3.9 | 5.2 | Electric Utility
15248 | Portland General Electric Co | 3049 | River Mill | 5 | Conventional Hydroelectric | 5 | 6.6 | Electric Utility
15248 | Portland General Electric Co | 3050 | Round Butte | 1 | Conventional Hydroelectric | 112.5 | 110 | Electric Utility
15248 | Portland General Electric Co | 3050 | Round Butte | 2 | Conventional Hydroelectric | 130 | 121.5 | Electric Utility
15248 | Portland General Electric Co | 3050 | Round Butte | 3 | Conventional Hydroelectric | 130 | 121.5 | Electric Utility
15248 | Portland General Electric Co | 3053 | Sullivan | 1 | Conventional Hydroelectric | 1.2 | 1.4 | Electric Utility
15248 | Portland General Electric Co | 3053 | Sullivan | 10 | Conventional Hydroelectric | 1.2 | 1.5 | Electric Utility
15248 | Portland General Electric Co | 3053 | Sullivan | 11 | Conventional Hydroelectric | 1.2 | 1.4 | Electric Utility
15248 | Portland General Electric Co | 3053 | Sullivan | 12 | Conventional Hydroelectric | 1.2 | 1.4 | Electric Utility
15248 | Portland General Electric Co | 3053 | Sullivan | 13 | Conventional Hydroelectric | 1.2 | 1.2 | Electric Utility
15248 | Portland General Electric Co | 3053 | Sullivan | 2 | Conventional Hydroelectric | 1.2 | 1.5 | Electric Utility
15248 | Portland General Electric Co | 3053 | Sullivan | 3 | Conventional Hydroelectric | 1.2 | 1.5 | Electric Utility
15248 | Portland General Electric Co | 3053 | Sullivan | 4 | Conventional Hydroelectric | 1.2 | 1.5 | Electric Utility
15248 | Portland General Electric Co | 3053 | Sullivan | 5 | Conventional Hydroelectric | 1.2 | 1.5 | Electric Utility
15248 | Portland General Electric Co | 3053 | Sullivan | 6 | Conventional Hydroelectric | 1.2 | 1.5 | Electric Utility
15248 | Portland General Electric Co | 3053 | Sullivan | 7 | Conventional Hydroelectric | 1.2 | 1.5 | Electric Utility
15248 | Portland General Electric Co | 3053 | Sullivan | 8 | Conventional Hydroelectric | 1.2 | 1.4 | Electric Utility
15248 | Portland General Electric Co | 3053 | Sullivan | 9 | Conventional Hydroelectric | 1 | 1 | Electric Utility
15248 | Portland General Electric Co | 4213 | PHP 1 | 1 | Conventional Hydroelectric | 23.7 | 24 | Electric Utility
15248 | Portland General Electric Co | 4214 | PHP 2 | 2 | Conventional Hydroelectric | 11.8 | 13.5 | Electric Utility
15248 | Portland General Electric Co | 6106 | Boardman | 1 | Conventional Steam Coal | 642.2 | 585 | Electric Utility
15248 | Portland General Electric Co | 6505 | Oak Grove | 1 | Conventional Hydroelectric | 25.5 | 22 | Electric Utility
15248 | Portland General Electric Co | 6505 | Oak Grove | 2 | Conventional Hydroelectric | 25.5 | 22 | Electric Utility
15248 | Portland General Electric Co | 7350 | Coyote Springs | 1 | Natural Gas Fired Combined Cycle | 185.7 | 165 | Electric Utility
15248 | Portland General Electric Co | 7350 | Coyote Springs | 2 | Natural Gas Fired Combined Cycle | 80.6 | 70 | Electric Utility
15248 | Portland General Electric Co | 8073 | Beaver | 1 | Natural Gas Fired Combined Cycle | 68.3 | 54 | Electric Utility
15248 | Portland General Electric Co | 8073 | Beaver | 2 | Natural Gas Fired Combined Cycle | 68.3 | 54 | Electric Utility
15248 | Portland General Electric Co | 8073 | Beaver | 3 | Natural Gas Fired Combined Cycle | 68.3 | 54 | Electric Utility
15248 | Portland General Electric Co | 8073 | Beaver | 4 | Natural Gas Fired Combined Cycle | 68.3 | 54 | Electric Utility
15248 | Portland General Electric Co | 8073 | Beaver | 5 | Natural Gas Fired Combined Cycle | 68.3 | 54 | Electric Utility
15248 | Portland General Electric Co | 8073 | Beaver | 6 | Natural Gas Fired Combined Cycle | 68.3 | 54 | Electric Utility
15248 | Portland General Electric Co | 8073 | Beaver | 7 | Natural Gas Fired Combined Cycle | 176.4 | 139 | Electric Utility
15248 | Portland General Electric Co | 8073 | Beaver | 8 | Natural Gas Fired Combustion Turbine | 24.5 | 24 | Electric Utility
15248 | Portland General Electric Co | 56227 | Port Westward | 1 | Natural Gas Fired Combined Cycle | 312 | 256.2 | Electric Utility
15248 | Portland General Electric Co | 56227 | Port Westward | 2 | Natural Gas Fired Combined Cycle | 171 | 136 | Electric Utility
15248 | Portland General Electric Co | 56485 | Biglow Canyon Wind Farm | 1 | Onshore Wind Turbine | 125.4 | 125.4 | Electric Utility
15248 | Portland General Electric Co | 56485 | Biglow Canyon Wind Farm | 2 | Onshore Wind Turbine | 149.5 | 163.3 | Electric Utility
15248 | Portland General Electric Co | 56485 | Biglow Canyon Wind Farm | 3 | Onshore Wind Turbine | 174.8 | 161 | Electric Utility
15248 | Portland General Electric Co | 57882 | Baldock Solar Highway | BSH1 | Solar Photovoltaic | 1.7 | 1.7 | Electric Utility
15248 | Portland General Electric Co | 58266 | Port Westward Unit 2 | 1 | Natural Gas Internal Combustion Engine | 18.8 | 18.7 | Electric Utility
15248 | Portland General Electric Co | 58266 | Port Westward Unit 2 | 10 | Natural Gas Internal Combustion Engine | 18.8 | 18.7 | Electric Utility
15248 | Portland General Electric Co | 58266 | Port Westward Unit 2 | 11 | Natural Gas Internal Combustion Engine | 18.8 | 18.7 | Electric Utility
15248 | Portland General Electric Co | 58266 | Port Westward Unit 2 | 12 | Natural Gas Internal Combustion Engine | 18.8 | 18.7 | Electric Utility
15248 | Portland General Electric Co | 58266 | Port Westward Unit 2 | 2 | Natural Gas Internal Combustion Engine | 18.8 | 18.7 | Electric Utility
15248 | Portland General Electric Co | 58266 | Port Westward Unit 2 | 3 | Natural Gas Internal Combustion Engine | 18.8 | 18.7 | Electric Utility
15248 | Portland General Electric Co | 58266 | Port Westward Unit 2 | 4 | Natural Gas Internal Combustion Engine | 18.8 | 18.7 | Electric Utility
15248 | Portland General Electric Co | 58266 | Port Westward Unit 2 | 5 | Natural Gas Internal Combustion Engine | 18.8 | 18.7 | Electric Utility
15248 | Portland General Electric Co | 58266 | Port Westward Unit 2 | 6 | Natural Gas Internal Combustion Engine | 18.8 | 18.7 | Electric Utility
15248 | Portland General Electric Co | 58266 | Port Westward Unit 2 | 7 | Natural Gas Internal Combustion Engine | 18.8 | 18.7 | Electric Utility
15248 | Portland General Electric Co | 58266 | Port Westward Unit 2 | 8 | Natural Gas Internal Combustion Engine | 18.8 | 18.7 | Electric Utility
15248 | Portland General Electric Co | 58571 | Tucannon River Wind Farm | 1 | Onshore Wind Turbine | 266.8 | 266.8 | Electric Utility
15253 | Power City Partners LP | 54592 | Massena Energy Facility | GEN1 | Natural Gas Fired Combined Cycle | 66.5 | 46 | IPP Non-CHP
15253 | Power City Partners LP | 54592 | Massena Energy Facility | GEN2 | Natural Gas Fired Combined Cycle | 35.6 | 35 | IPP Non-CHP
15253 | Power City Partners LP | 54592 | Massena Energy Facility | IC | Petroleum Liquids | 2 | 2 | IPP Non-CHP
15262 | Potlatch Land and Lumber LLC | 50640 | Warren Lumber Mill | GEN6 | Wood/Wood Waste Biomass | 15 | 10 | Industrial CHP
15276 | PPL Martins Creek LLC | 3139 | PPL Martin Creek LLC Allentown | CTG1 | Petroleum Liquids | 16 | 14 | IPP Non-CHP
15276 | PPL Martins Creek LLC | 3139 | PPL Martin Creek LLC Allentown | CTG2 | Petroleum Liquids | 16 | 14 | IPP Non-CHP
15276 | PPL Martins Creek LLC | 3139 | PPL Martin Creek LLC Allentown | CTG3 | Petroleum Liquids | 16 | 14 | IPP Non-CHP
15276 | PPL Martins Creek LLC | 3139 | PPL Martin Creek LLC Allentown | CTG4 | Petroleum Liquids | 16 | 14 | IPP Non-CHP
15276 | PPL Martins Creek LLC | 3142 | PPL Martins Creek LLC Fishbach | UNT1 | Petroleum Liquids | 18.5 | 14 | IPP Non-CHP
15276 | PPL Martins Creek LLC | 3142 | PPL Martins Creek LLC Fishbach | UNT2 | Petroleum Liquids | 18.5 | 14 | IPP Non-CHP
15276 | PPL Martins Creek LLC | 3143 | PPL Martins Creek LLC Harrisburg | CTG1 | Petroleum Liquids | 16 | 14 | IPP Non-CHP
15276 | PPL Martins Creek LLC | 3143 | PPL Martins Creek LLC Harrisburg | CTG2 | Petroleum Liquids | 16 | 14 | IPP Non-CHP
15276 | PPL Martins Creek LLC | 3143 | PPL Martins Creek LLC Harrisburg | CTG3 | Petroleum Liquids | 16 | 14 | IPP Non-CHP
15276 | PPL Martins Creek LLC | 3143 | PPL Martins Creek LLC Harrisburg | CTG4 | Petroleum Liquids | 16 | 14 | IPP Non-CHP
15276 | PPL Martins Creek LLC | 3144 | PPL Martins Creek LLC Harwood | CTG1 | Petroleum Liquids | 16 | 13.2 | IPP Non-CHP
15276 | PPL Martins Creek LLC | 3144 | PPL Martins Creek LLC Harwood | CTG2 | Petroleum Liquids | 16 | 13.2 | IPP Non-CHP
15276 | PPL Martins Creek LLC | 3146 | PPL Martins Creek LLC Jenkins | CTG1 | Petroleum Liquids | 16 | 13.8 | IPP Non-CHP
15276 | PPL Martins Creek LLC | 3146 | PPL Martins Creek LLC Jenkins | CTG2 | Petroleum Liquids | 16 | 13.8 | IPP Non-CHP
15276 | PPL Martins Creek LLC | 3147 | PPL Martins Creek LLC Lock Haven | CTG | Petroleum Liquids | 18.5 | 14 | IPP Non-CHP
15276 | PPL Martins Creek LLC | 3148 | PPL Martins Creek | 3 | Natural Gas Steam Turbine | 850.5 | 850 | IPP Non-CHP
15276 | PPL Martins Creek LLC | 3148 | PPL Martins Creek | 4 | Natural Gas Steam Turbine | 850.5 | 850 | IPP Non-CHP
15276 | PPL Martins Creek LLC | 3148 | PPL Martins Creek | CTG1 | Natural Gas Fired Combustion Turbine | 22.3 | 18 | IPP Non-CHP
15276 | PPL Martins Creek LLC | 3148 | PPL Martins Creek | CTG2 | Natural Gas Fired Combustion Turbine | 22.3 | 18 | IPP Non-CHP
15276 | PPL Martins Creek LLC | 3148 | PPL Martins Creek | CTG3 | Natural Gas Fired Combustion Turbine | 22.3 | 18 | IPP Non-CHP
15276 | PPL Martins Creek LLC | 3148 | PPL Martins Creek | CTG4 | Natural Gas Fired Combustion Turbine | 22.3 | 18 | IPP Non-CHP
15276 | PPL Martins Creek LLC | 3154 | PPL Martins Creek LLC West Shore | CTG1 | Petroleum Liquids | 18.5 | 14 | IPP Non-CHP
15276 | PPL Martins Creek LLC | 3154 | PPL Martins Creek LLC West Shore | CTG2 | Petroleum Liquids | 18.5 | 14 | IPP Non-CHP
15276 | PPL Martins Creek LLC | 3155 | PPL Martins Creek LLC Williamsport | CTG1 | Petroleum Liquids | 16 | 13.4 | IPP Non-CHP
15276 | PPL Martins Creek LLC | 3155 | PPL Martins Creek LLC Williamsport | CTG2 | Petroleum Liquids | 16 | 13.4 | IPP Non-CHP
15286 | Marco Power Inc | 50323 | Marco Ranch | 1 | Conventional Hydroelectric | 0.3 | 0.3 | IPP Non-CHP
15286 | Marco Power Inc | 50323 | Marco Ranch | 2 | Conventional Hydroelectric | 0.3 | 0.3 | IPP Non-CHP
15286 | Marco Power Inc | 50323 | Marco Ranch | 3 | Conventional Hydroelectric | 0.3 | 0.3 | IPP Non-CHP
15286 | Marco Power Inc | 50323 | Marco Ranch | 4 | Conventional Hydroelectric | 0.3 | 0.3 | IPP Non-CHP
15293 | Powell Valley Electric Coop | 7883 | Powell Valley | 1 | Petroleum Liquids | 2 | 1.8 | Electric Utility
15293 | Powell Valley Electric Coop | 7883 | Powell Valley | 10 | Petroleum Liquids | 2 | 1.8 | Electric Utility
15293 | Powell Valley Electric Coop | 7883 | Powell Valley | 11 | Petroleum Liquids | 2 | 1.8 | Electric Utility
15293 | Powell Valley Electric Coop | 7883 | Powell Valley | 2 | Petroleum Liquids | 2 | 1.8 | Electric Utility
15293 | Powell Valley Electric Coop | 7883 | Powell Valley | 3 | Petroleum Liquids | 2 | 1.8 | Electric Utility
15293 | Powell Valley Electric Coop | 7883 | Powell Valley | 4 | Petroleum Liquids | 2 | 1.8 | Electric Utility
15293 | Powell Valley Electric Coop | 7883 | Powell Valley | 5 | Petroleum Liquids | 2 | 1.8 | Electric Utility
15293 | Powell Valley Electric Coop | 7883 | Powell Valley | 6 | Petroleum Liquids | 2 | 1.8 | Electric Utility
15293 | Powell Valley Electric Coop | 7883 | Powell Valley | 7 | Petroleum Liquids | 2 | 1.8 | Electric Utility
15293 | Powell Valley Electric Coop | 7883 | Powell Valley | 8 | Petroleum Liquids | 2 | 1.8 | Electric Utility
15293 | Powell Valley Electric Coop | 7883 | Powell Valley | 9 | Petroleum Liquids | 2 | 1.8 | Electric Utility
15296 | New York Power Authority | 88 | Ashokan | 1 | Conventional Hydroelectric | 2.3 | 2.3 | Electric Utility
15296 | New York Power Authority | 88 | Ashokan | 2 | Conventional Hydroelectric | 2.3 | 2.3 | Electric Utility
15296 | New York Power Authority | 808 | Jarvis (Hinckley) | 1 | Conventional Hydroelectric | 4.5 | 4.5 | Electric Utility
15296 | New York Power Authority | 808 | Jarvis (Hinckley) | 2 | Conventional Hydroelectric | 4.5 | 4.5 | Electric Utility
15296 | New York Power Authority | 2483 | Neversink | H1 | Conventional Hydroelectric | 25 | 22 | Electric Utility
15296 | New York Power Authority | 2627 | Grahamsville | GRHM | Conventional Hydroelectric | 18 | 15.5 | IPP Non-CHP
15296 | New York Power Authority | 2685 | Crescent | 1 | Conventional Hydroelectric | 2.8 | 2.8 | Electric Utility
15296 | New York Power Authority | 2685 | Crescent | 2 | Conventional Hydroelectric | 2.8 | 2.8 | Electric Utility
15296 | New York Power Authority | 2685 | Crescent | 3 | Conventional Hydroelectric | 3 | 3 | Electric Utility
15296 | New York Power Authority | 2685 | Crescent | 4 | Conventional Hydroelectric | 3 | 3 | Electric Utility
15296 | New York Power Authority | 2686 | Vischer Ferry | 1 | Conventional Hydroelectric | 2.8 | 2.8 | Electric Utility
15296 | New York Power Authority | 2686 | Vischer Ferry | 2 | Conventional Hydroelectric | 2.8 | 2.8 | Electric Utility
15296 | New York Power Authority | 2686 | Vischer Ferry | 3 | Conventional Hydroelectric | 3 | 3 | Electric Utility
15296 | New York Power Authority | 2686 | Vischer Ferry | 4 | Conventional Hydroelectric | 3 | 3 | Electric Utility
15296 | New York Power Authority | 2691 | Blenheim Gilboa | 1 | Hydroelectric Pumped Storage | 250 | 292.2 | Electric Utility
15296 | New York Power Authority | 2691 | Blenheim Gilboa | 2 | Hydroelectric Pumped Storage | 250 | 291.4 | Electric Utility
15296 | New York Power Authority | 2691 | Blenheim Gilboa | 3 | Hydroelectric Pumped Storage | 250 | 291 | Electric Utility
15296 | New York Power Authority | 2691 | Blenheim Gilboa | 4 | Hydroelectric Pumped Storage | 250 | 291.5 | Electric Utility
15296 | New York Power Authority | 2692 | Lewiston Niagara | 1 | Hydroelectric Pumped Storage | 20 | 20 | Electric Utility
15296 | New York Power Authority | 2692 | Lewiston Niagara | 10 | Hydroelectric Pumped Storage | 20 | 20 | Electric Utility
15296 | New York Power Authority | 2692 | Lewiston Niagara | 11 | Hydroelectric Pumped Storage | 20 | 20 | Electric Utility
15296 | New York Power Authority | 2692 | Lewiston Niagara | 12 | Hydroelectric Pumped Storage | 20 | 20 | Electric Utility
15296 | New York Power Authority | 2692 | Lewiston Niagara | 2 | Hydroelectric Pumped Storage | 20 | 20 | Electric Utility
15296 | New York Power Authority | 2692 | Lewiston Niagara | 3 | Hydroelectric Pumped Storage | 20 | 20 | Electric Utility
15296 | New York Power Authority | 2692 | Lewiston Niagara | 4 | Hydroelectric Pumped Storage | 20 | 20 | Electric Utility
15296 | New York Power Authority | 2692 | Lewiston Niagara | 5 | Hydroelectric Pumped Storage | 20 | 20 | Electric Utility
15296 | New York Power Authority | 2692 | Lewiston Niagara | 6 | Hydroelectric Pumped Storage | 20 | 20 | Electric Utility
15296 | New York Power Authority | 2692 | Lewiston Niagara | 7 | Hydroelectric Pumped Storage | 20 | 20 | Electric Utility
15296 | New York Power Authority | 2692 | Lewiston Niagara | 8 | Hydroelectric Pumped Storage | 20 | 20 | Electric Utility
15296 | New York Power Authority | 2692 | Lewiston Niagara | 9 | Hydroelectric Pumped Storage | 20 | 20 | Electric Utility
15296 | New York Power Authority | 2693 | Robert Moses Niagara | 1 | Conventional Hydroelectric | 193.5 | 187.6 | Electric Utility
15296 | New York Power Authority | 2693 | Robert Moses Niagara | 10 | Conventional Hydroelectric | 193.5 | 187.6 | Electric Utility
15296 | New York Power Authority | 2693 | Robert Moses Niagara | 11 | Conventional Hydroelectric | 193.5 | 187.6 | Electric Utility
15296 | New York Power Authority | 2693 | Robert Moses Niagara | 12 | Conventional Hydroelectric | 193.5 | 187.6 | Electric Utility
15296 | New York Power Authority | 2693 | Robert Moses Niagara | 13 | Conventional Hydroelectric | 193.5 | 187.6 | Electric Utility
15296 | New York Power Authority | 2693 | Robert Moses Niagara | 2 | Conventional Hydroelectric | 193.5 | 187.6 | Electric Utility
15296 | New York Power Authority | 2693 | Robert Moses Niagara | 3 | Conventional Hydroelectric | 193.5 | 187.6 | Electric Utility
15296 | New York Power Authority | 2693 | Robert Moses Niagara | 4 | Conventional Hydroelectric | 193.5 | 187.6 | Electric Utility
15296 | New York Power Authority | 2693 | Robert Moses Niagara | 5 | Conventional Hydroelectric | 193.5 | 187.6 | Electric Utility
15296 | New York Power Authority | 2693 | Robert Moses Niagara | 6 | Conventional Hydroelectric | 193.5 | 187.6 | Electric Utility
15296 | New York Power Authority | 2693 | Robert Moses Niagara | 7 | Conventional Hydroelectric | 193.5 | 187.6 | Electric Utility
15296 | New York Power Authority | 2693 | Robert Moses Niagara | 8 | Conventional Hydroelectric | 150.3 | 187.6 | Electric Utility
15296 | New York Power Authority | 2693 | Robert Moses Niagara | 9 | Conventional Hydroelectric | 150.3 | 187.6 | Electric Utility
15296 | New York Power Authority | 2694 | Robert Moses Power Dam | 17 | Conventional Hydroelectric | 57 | 64.1 | Electric Utility
15296 | New York Power Authority | 2694 | Robert Moses Power Dam | 18 | Conventional Hydroelectric | 57 | 64.1 | Electric Utility
15296 | New York Power Authority | 2694 | Robert Moses Power Dam | 19 | Conventional Hydroelectric | 57 | 64.1 | Electric Utility
15296 | New York Power Authority | 2694 | Robert Moses Power Dam | 20 | Conventional Hydroelectric | 57 | 64.1 | Electric Utility
15296 | New York Power Authority | 2694 | Robert Moses Power Dam | 21 | Conventional Hydroelectric | 57 | 64.1 | Electric Utility
15296 | New York Power Authority | 2694 | Robert Moses Power Dam | 22 | Conventional Hydroelectric | 57 | 64.1 | Electric Utility
15296 | New York Power Authority | 2694 | Robert Moses Power Dam | 23 | Conventional Hydroelectric | 57 | 64.1 | Electric Utility
15296 | New York Power Authority | 2694 | Robert Moses Power Dam | 24 | Conventional Hydroelectric | 57 | 64.1 | Electric Utility
15296 | New York Power Authority | 2694 | Robert Moses Power Dam | 25 | Conventional Hydroelectric | 57 | 64.1 | Electric Utility
15296 | New York Power Authority | 2694 | Robert Moses Power Dam | 26 | Conventional Hydroelectric | 57 | 64.1 | Electric Utility
15296 | New York Power Authority | 2694 | Robert Moses Power Dam | 27 | Conventional Hydroelectric | 57 | 64.1 | Electric Utility
15296 | New York Power Authority | 2694 | Robert Moses Power Dam | 28 | Conventional Hydroelectric | 57 | 64.1 | Electric Utility
15296 | New York Power Authority | 2694 | Robert Moses Power Dam | 29 | Conventional Hydroelectric | 57 | 64.1 | Electric Utility
15296 | New York Power Authority | 2694 | Robert Moses Power Dam | 30 | Conventional Hydroelectric | 57 | 64.1 | Electric Utility
15296 | New York Power Authority | 2694 | Robert Moses Power Dam | 31 | Conventional Hydroelectric | 57 | 64.1 | Electric Utility
15296 | New York Power Authority | 2694 | Robert Moses Power Dam | 32 | Conventional Hydroelectric | 57 | 64.1 | Electric Utility
15296 | New York Power Authority | 7314 | Richard M Flynn | NA1 | Natural Gas Fired Combined Cycle | 108 | 89.6 | Electric Utility
15296 | New York Power Authority | 7314 | Richard M Flynn | NA2 | Natural Gas Fired Combined Cycle | 56 | 44.8 | Electric Utility
15296 | New York Power Authority | 7909 | Vernon Boulevard | VG02 | Natural Gas Fired Combustion Turbine | 47 | 40 | Electric Utility
15296 | New York Power Authority | 7909 | Vernon Boulevard | VG03 | Natural Gas Fired Combustion Turbine | 47 | 39.9 | Electric Utility
15296 | New York Power Authority | 7910 | Joseph J Seymour Power Project | 1 | Natural Gas Fired Combustion Turbine | 47 | 40 | Electric Utility
15296 | New York Power Authority | 7910 | Joseph J Seymour Power Project | 2 | Natural Gas Fired Combustion Turbine | 47 | 39.9 | Electric Utility
15296 | New York Power Authority | 7912 | Brentwood | 1 | Natural Gas Fired Combustion Turbine | 47 | 47 | Electric Utility
15296 | New York Power Authority | 7913 | Hell Gate | HG01 | Natural Gas Fired Combustion Turbine | 47 | 40 | Electric Utility
15296 | New York Power Authority | 7913 | Hell Gate | HG02 | Natural Gas Fired Combustion Turbine | 47 | 39.9 | Electric Utility
15296 | New York Power Authority | 7914 | Harlem River Yard | HR01 | Natural Gas Fired Combustion Turbine | 47 | 39.9 | Electric Utility
15296 | New York Power Authority | 7914 | Harlem River Yard | HR02 | Natural Gas Fired Combustion Turbine | 47 | 40 | Electric Utility
15296 | New York Power Authority | 7915 | North 1st | N01 | Natural Gas Fired Combustion Turbine | 47 | 45.1 | Electric Utility
15296 | New York Power Authority | 8053 | Pouch | N01 | Natural Gas Fired Combustion Turbine | 47 | 45.5 | Electric Utility
15296 | New York Power Authority | 56196 | 500MW CC | CA01 | Natural Gas Fired Combined Cycle | 188 | 161.7 | Electric Utility
15296 | New York Power Authority | 56196 | 500MW CC | CT01 | Natural Gas Fired Combined Cycle | 170 | 146.2 | Electric Utility
15296 | New York Power Authority | 56196 | 500MW CC | CT02 | Natural Gas Fired Combined Cycle | 170 | 146.2 | Electric Utility
15298 | Talen Montana LLC | 2187 | J E Corette Plant | 1 | Conventional Steam Coal | 172.8 | 130 | IPP Non-CHP
15298 | Talen Montana LLC | 6076 | Colstrip | 1 | Conventional Steam Coal | 358 | 307 | IPP Non-CHP
15298 | Talen Montana LLC | 6076 | Colstrip | 2 | Conventional Steam Coal | 358 | 307 | IPP Non-CHP
15298 | Talen Montana LLC | 6076 | Colstrip | 3 | Conventional Steam Coal | 778 | 740 | IPP Non-CHP
15298 | Talen Montana LLC | 6076 | Colstrip | 4 | Conventional Steam Coal | 778 | 740 | IPP Non-CHP
15300 | Power Resources Ltd | 52176 | C R Wing Cogen Plant | GEN1 | Natural Gas Fired Combined Cycle | 77.5 | 71 | IPP CHP
15300 | Power Resources Ltd | 52176 | C R Wing Cogen Plant | GEN2 | Natural Gas Fired Combined Cycle | 77.5 | 71 | IPP CHP
15300 | Power Resources Ltd | 52176 | C R Wing Cogen Plant | GEN3 | Natural Gas Fired Combined Cycle | 75 | 70 | IPP CHP
15320 | Praxair Inc | 50148 | Linde Wilmington | GEN1 | Natural Gas Fired Combined Cycle | 25 | 21 | Industrial CHP
15320 | Praxair Inc | 50148 | Linde Wilmington | GEN2 | Natural Gas Fired Combined Cycle | 6 | 6 | Industrial CHP
15321 | City of Pratt- (KS) | 1317 | Pratt | 5 | Natural Gas Steam Turbine | 14 | 13 | Electric Utility
15321 | City of Pratt- (KS) | 1317 | Pratt | IC1 | Petroleum Liquids | 1.5 | 1.5 | Electric Utility
15321 | City of Pratt- (KS) | 7447 | Pratt 2 | IC2 | Natural Gas Internal Combustion Engine | 8 | 7.6 | Electric Utility
15321 | City of Pratt- (KS) | 7447 | Pratt 2 | IC3 | Natural Gas Internal Combustion Engine | 8 | 7.6 | Electric Utility
15330 | Prairie State Generating Co LLC | 55856 | Prairie State Generating Station | PC1 | Conventional Steam Coal | 883 | 812 | IPP Non-CHP
15330 | Prairie State Generating Co LLC | 55856 | Prairie State Generating Station | PC2 | Conventional Steam Coal | 883 | 816 | IPP Non-CHP
15343 | Portside Energy Corp | 55096 | Portside Energy | GT | Natural Gas Fired Combined Cycle | 42 | 34 | IPP CHP
15343 | Portside Energy Corp | 55096 | Portside Energy | ST | Natural Gas Fired Combined Cycle | 19 | 19 | IPP CHP
15348 | Preston Public Utilities Comm | 2004 | Preston (MN) | 4 | Petroleum Liquids | 0.6 | 0.8 | Electric Utility
15348 | Preston Public Utilities Comm | 2004 | Preston (MN) | 5 | Petroleum Liquids | 1.1 | 1.1 | Electric Utility
15348 | Preston Public Utilities Comm | 2004 | Preston (MN) | 6 | Natural Gas Internal Combustion Engine | 2 | 2.2 | Electric Utility
15349 | City of Preston | 1176 | Preston (IA) | 1 | Petroleum Liquids | 0.7 | 0.7 | Electric Utility
15349 | City of Preston | 1176 | Preston (IA) | 2 | Petroleum Liquids | 0.7 | 0.7 | Electric Utility
15349 | City of Preston | 1176 | Preston (IA) | 4 | Natural Gas Internal Combustion Engine | 1.8 | 1.8 | Electric Utility
15371 | Town of Princeton - (MA) | 7501 | Princeton Wind Farm | 2 | Onshore Wind Turbine | 3 | 3 | Electric Utility
15375 | Procter&Gamble Paper Products Co-Oxnard | 50464 | Oxnard | GEN1 | Natural Gas Fired Combustion Turbine | 19.2 | 22.4 | Industrial CHP
15375 | Procter&Gamble Paper Products Co-Oxnard | 50464 | Oxnard | GEN2 | Natural Gas Fired Combustion Turbine | 49.5 | 48.5 | Industrial CHP
15377 | City of Primghar - (IA) | 1177 | Primghar | 4 | Petroleum Liquids | 0.6 | 0.5 | Electric Utility
15377 | City of Primghar - (IA) | 1177 | Primghar | 5 | Petroleum Liquids | 1.1 | 0.9 | Electric Utility
15380 | Prince George's County | 50060 | Brown Station Road Plant I | 3972 | Landfill Gas | 0.9 | 0.8 | Commercial Non-CHP
15380 | Prince George's County | 50060 | Brown Station Road Plant I | 9314 | Landfill Gas | 0.9 | 0.8 | Commercial Non-CHP
15380 | Prince George's County | 50060 | Brown Station Road Plant I | 9340 | Landfill Gas | 0.9 | 0.8 | Commercial Non-CHP
15380 | Prince George's County | 55964 | Brown Station Road Plant II | 1 | Landfill Gas | 1 | 0.8 | Commercial Non-CHP
15380 | Prince George's County | 55964 | Brown Station Road Plant II | 2 | Landfill Gas | 1 | 0.8 | Commercial Non-CHP
15380 | Prince George's County | 55964 | Brown Station Road Plant II | 3 | Landfill Gas | 1 | 0.8 | Commercial Non-CHP
15380 | Prince George's County | 55964 | Brown Station Road Plant II | 4 | Landfill Gas | 1 | 0.8 | Commercial Non-CHP
15387 | Princeton Public Utils Comm | 2005 | Princeton (MN) | 3 | Petroleum Liquids | 2.4 | 2.6 | Electric Utility
15387 | Princeton Public Utils Comm | 2005 | Princeton (MN) | 4 | Petroleum Liquids | 1.2 | 1.3 | Electric Utility
15387 | Princeton Public Utils Comm | 2005 | Princeton (MN) | 5 | Petroleum Liquids | 1 | 1 | Electric Utility
15387 | Princeton Public Utils Comm | 2005 | Princeton (MN) | 6 | Petroleum Liquids | 2.7 | 2.9 | Electric Utility
15387 | Princeton Public Utils Comm | 2005 | Princeton (MN) | 7 | Petroleum Liquids | 5 | 5 | Electric Utility
15388 | City of Princeton - (IL) | 957 | Princeton (IL) | 1 | Natural Gas Internal Combustion Engine | 2.3 | 2.3 | Electric Utility
15388 | City of Princeton - (IL) | 957 | Princeton (IL) | 2 | Natural Gas Internal Combustion Engine | 3 | 3 | Electric Utility
15388 | City of Princeton - (IL) | 957 | Princeton (IL) | 3 | Natural Gas Internal Combustion Engine | 3.4 | 3.4 | Electric Utility
15388 | City of Princeton - (IL) | 957 | Princeton (IL) | 4 | Natural Gas Internal Combustion Engine | 3.4 | 3.4 | Electric Utility
15388 | City of Princeton - (IL) | 957 | Princeton (IL) | 5 | Natural Gas Internal Combustion Engine | 4.4 | 4.4 | Electric Utility
15388 | City of Princeton - (IL) | 957 | Princeton (IL) | 6 | Natural Gas Internal Combustion Engine | 5.6 | 5.5 | Electric Utility
15388 | City of Princeton - (IL) | 957 | Princeton (IL) | 7 | Natural Gas Internal Combustion Engine | 7 | 7 | Electric Utility
15388 | City of Princeton - (IL) | 957 | Princeton (IL) | 8 | Natural Gas Internal Combustion Engine | 8.8 | 8.7 | Electric Utility
15394 | Procter & Gamble Ppr Prdts Co | 50463 | Procter & Gamble Mehoopany Mill | GEN1 | Natural Gas Fired Combustion Turbine | 53.6 | 40 | Industrial CHP
15394 | Procter & Gamble Ppr Prdts Co | 50463 | Procter & Gamble Mehoopany Mill | GEN2 | Natural Gas Steam Turbine | 2.6 | 0.9 | Industrial CHP
15394 | Procter & Gamble Ppr Prdts Co | 50463 | Procter & Gamble Mehoopany Mill | GEN3 | Natural Gas Fired Combustion Turbine | 64 | 64 | Industrial CHP
15399 | Iberdrola Renewables Inc | 55871 | Klondike Wind Power | Ph 1 | Onshore Wind Turbine | 24.5 | 24 | IPP Non-CHP
15399 | Iberdrola Renewables Inc | 56112 | Mountain View III | V47 | Onshore Wind Turbine | 22.4 | 22.4 | IPP Non-CHP
15399 | Iberdrola Renewables Inc | 56172 | Flying Cloud Power Partners LLC | FC | Onshore Wind Turbine | 43.5 | 43.5 | IPP Non-CHP
15399 | Iberdrola Renewables Inc | 56173 | Colorado Green Holdings LLC | CG | Onshore Wind Turbine | 162 | 162 | IPP Non-CHP
15399 | Iberdrola Renewables Inc | 56174 | Moraine Wind LLC | MOR | Onshore Wind Turbine | 51 | 51 | IPP Non-CHP
15399 | Iberdrola Renewables Inc | 56296 | Trimont Area Wind Farm | 1 | Onshore Wind Turbine | 100.5 | 100.5 | IPP Non-CHP
15399 | Iberdrola Renewables Inc | 56303 | Elk River Wind | 1 | Onshore Wind Turbine | 150 | 150 | IPP Non-CHP
15399 | Iberdrola Renewables Inc | 56359 | Klondike Windpower II | PH2 | Onshore Wind Turbine | 75 | 75 | IPP Non-CHP
15399 | Iberdrola Renewables Inc | 56361 | Big Horn Wind Project | 1 | Onshore Wind Turbine | 199 | 199 | IPP Non-CHP
15399 | Iberdrola Renewables Inc | 56362 | Shiloh I Wind Project | 1 | Onshore Wind Turbine | 150 | 150 | IPP Non-CHP
15399 | Iberdrola Renewables Inc | 56369 | Casselman Wind Power Project | 1 | Onshore Wind Turbine | 34.5 | 34.5 | IPP Non-CHP
15399 | Iberdrola Renewables Inc | 56383 | Northern Iowa Windpower II | TOI2 | Onshore Wind Turbine | 80 | 80 | IPP Non-CHP
15399 | Iberdrola Renewables Inc | 56399 | Lempster Wind LLC | 1 | Onshore Wind Turbine | 24 | 24 | IPP Non-CHP
15399 | Iberdrola Renewables Inc | 56459 | MinnDakota Wind LLC | 2 | Onshore Wind Turbine | 150 | 150 | IPP Non-CHP
15399 | Iberdrola Renewables Inc | 56460 | Twin Buttes Wind Project | WT1 | Onshore Wind Turbine | 75 | 75 | IPP Non-CHP
15399 | Iberdrola Renewables Inc | 56468 | Klondike Windpower III | 1 | Onshore Wind Turbine | 221 | 221 | IPP Non-CHP
15399 | Iberdrola Renewables Inc | 56468 | Klondike Windpower III | 2 | Onshore Wind Turbine | 76.5 | 76.5 | IPP Non-CHP
15399 | Iberdrola Renewables Inc | 56470 | Locust Ridge | LRWF | Onshore Wind Turbine | 26 | 26 | IPP Non-CHP
15399 | Iberdrola Renewables Inc | 56622 | Providence Heights Wind LLC | 1 | Onshore Wind Turbine | 72 | 72 | IPP Non-CHP
15399 | Iberdrola Renewables Inc | 56764 | Winnebago Wind Power Project | 1 | Onshore Wind Turbine | 20 | 20 | IPP Non-CHP
15399 | Iberdrola Renewables Inc | 56765 | Barton Windpower LLC | 1 | Onshore Wind Turbine | 28 | 28 | IPP Non-CHP
15399 | Iberdrola Renewables Inc | 56765 | Barton Windpower LLC | 2 | Onshore Wind Turbine | 132 | 132 | IPP Non-CHP
15399 | Iberdrola Renewables Inc | 56767 | Farmers City Wind LLC | 1 | Onshore Wind Turbine | 146 | 146 | IPP Non-CHP
15399 | Iberdrola Renewables Inc | 56770 | Locust Ridge II LLC | 1 | Onshore Wind Turbine | 102 | 102 | IPP Non-CHP
15399 | Iberdrola Renewables Inc | 56789 | Pebble Springs Wind LLC | 1 | Onshore Wind Turbine | 98.7 | 98.7 | IPP Non-CHP
15399 | Iberdrola Renewables Inc | 56790 | Hay Canyon Wind Power LLC | 1 | Onshore Wind Turbine | 108 | 108 | IPP Non-CHP
15399 | Iberdrola Renewables Inc | 56791 | Dillon Wind LLC | 1 | Onshore Wind Turbine | 45 | 45 | IPP Non-CHP
15399 | Iberdrola Renewables Inc | 56792 | Buffalo Ridge I LLC | 1 | Onshore Wind Turbine | 50.4 | 50.4 | IPP Non-CHP
15399 | Iberdrola Renewables Inc | 56793 | Elm Creek Wind LLC | 1 | Onshore Wind Turbine | 99 | 99 | IPP Non-CHP
15399 | Iberdrola Renewables Inc | 56794 | Moraine II Wind LLC | 1 | Onshore Wind Turbine | 49.5 | 49.5 | IPP Non-CHP
15399 | Iberdrola Renewables Inc | 56795 | Penascal Wind Power LLC | 1 | Onshore Wind Turbine | 201.6 | 201.6 | IPP Non-CHP
15399 | Iberdrola Renewables Inc | 56796 | South Chestnut LLC | 1 | Onshore Wind Turbine | 50.4 | 50.4 | IPP Non-CHP
15399 | Iberdrola Renewables Inc | 57094 | Streator Cayuga Ridge South | 1 | Onshore Wind Turbine | 300 | 300 | IPP Non-CHP
15399 | Iberdrola Renewables Inc | 57095 | Penascal II Wind Project LLC | 1 | Onshore Wind Turbine | 201 | 201 | IPP Non-CHP
15399 | Iberdrola Renewables Inc | 57096 | Star Point Wind Project LLC | 1 | Onshore Wind Turbine | 98.7 | 98.7 | IPP Non-CHP
15399 | Iberdrola Renewables Inc | 57097 | Rugby Wind Power Project | 1 | Onshore Wind Turbine | 149 | 149 | IPP Non-CHP
15399 | Iberdrola Renewables Inc | 57098 | Dry Lake Wind LLC | 1 | Onshore Wind Turbine | 63 | 63 | IPP Non-CHP
15399 | Iberdrola Renewables Inc | 57156 | Barton Chapel Wind Farm | BC | Onshore Wind Turbine | 120 | 120 | IPP Non-CHP
15399 | Iberdrola Renewables Inc | 57287 | Hardscrabble Wind Power LLC | 1 | Onshore Wind Turbine | 74 | 74 | IPP Non-CHP
15399 | Iberdrola Renewables Inc | 57317 | San Luis Valley Solar Ranch | 1 | Solar Photovoltaic | 35 | 35 | IPP Non-CHP
15399 | Iberdrola Renewables Inc | 57318 | Copper Crossing Solar LLC | 1 | Solar Photovoltaic | 20 | 20 | IPP Non-CHP
15399 | Iberdrola Renewables Inc | 57319 | Big Horn Wind II | 1 | Onshore Wind Turbine | 50 | 50 | IPP Non-CHP
15399 | Iberdrola Renewables Inc | 57320 | Juniper Canyon I Wind Project | 1 | Onshore Wind Turbine | 151.2 | 151.2 | IPP Non-CHP
15399 | Iberdrola Renewables Inc | 57333 | Leaning Juniper Wind Power II | 1 | Onshore Wind Turbine | 201 | 201 | IPP Non-CHP
15399 | Iberdrola Renewables Inc | 57379 | Dry Lake Wind II LLC | 1 | Onshore Wind Turbine | 65.1 | 65.1 | IPP Non-CHP
15399 | Iberdrola Renewables Inc | 57380 | New England Wind LLC | 1 | Onshore Wind Turbine | 28.5 | 28.5 | IPP Non-CHP
15399 | Iberdrola Renewables Inc | 57424 | Buffalo Ridge II LLC | 1 | Onshore Wind Turbine | 210 | 210 | IPP Non-CHP
15399 | Iberdrola Renewables Inc | 57449 | Blue Creek Wind Project | 1 | Onshore Wind Turbine | 302 | 302 | IPP Non-CHP
15399 | Iberdrola Renewables Inc | 57484 | Manzana Wind LLC | GEN1 | Onshore Wind Turbine | 189 | 189 | IPP Non-CHP
15399 | Iberdrola Renewables Inc | 57609 | New Harvest Wind Project LLC | 1 | Onshore Wind Turbine | 100 | 100 | IPP Non-CHP
15399 | Iberdrola Renewables Inc | 57649 | Elm Creek Wind II LLC | 1 | Onshore Wind Turbine | 148.8 | 148.8 | IPP Non-CHP
15399 | Iberdrola Renewables Inc | 57927 | Baffin Wind | 1 | Onshore Wind Turbine | 188 | 188 | IPP Non-CHP
15399 | Iberdrola Renewables Inc | 58141 | Groton Wind LLC | 1 | Onshore Wind Turbine | 48 | 48 | IPP Non-CHP
15400 | Procter & Gamble Co | 50456 | Procter & Gamble Cincinnati Plant | GEN1 | Conventional Steam Coal | 12.5 | 11.7 | Industrial CHP
15430 | Detroit Renewable Power | 10033 | Greater Detroit Resource Recovery | GEN1 | Municipal Solid Waste | 68.4 | 63.6 | Commercial CHP
15444 | Provo City Corp | 3686 | Provo | 4 | Natural Gas Steam Turbine | 7.5 | 9.2 | Electric Utility
15444 | Provo City Corp | 3686 | Provo | 5 | Natural Gas Internal Combustion Engine | 2.5 | 2.5 | Electric Utility
15444 | Provo City Corp | 3686 | Provo | 6 | Natural Gas Internal Combustion Engine | 2.5 | 2.5 | Electric Utility
15444 | Provo City Corp | 3686 | Provo | 7 | Natural Gas Internal Combustion Engine | 2.5 | 2.5 | Electric Utility
15444 | Provo City Corp | 3686 | Provo | 8 | Natural Gas Internal Combustion Engine | 2.5 | 2.5 | Electric Utility
15452 | PSEG Power Connecticut LLC | 568 | Bridgeport Station | 3 | Conventional Steam Coal | 400 | 383.4 | IPP Non-CHP
15452 | PSEG Power Connecticut LLC | 568 | Bridgeport Station | 4 | Petroleum Liquids | 18.6 | 16.9 | IPP Non-CHP
15452 | PSEG Power Connecticut LLC | 6156 | New Haven Harbor | 1 | Petroleum Liquids | 460 | 442.6 | IPP Non-CHP
15452 | PSEG Power Connecticut LLC | 6156 | New Haven Harbor | 2 | Petroleum Liquids | 60.5 | 43.2 | IPP Non-CHP
15452 | PSEG Power Connecticut LLC | 6156 | New Haven Harbor | 3 | Petroleum Liquids | 60.5 | 43.2 | IPP Non-CHP
15452 | PSEG Power Connecticut LLC | 6156 | New Haven Harbor | 4 | Petroleum Liquids | 60.5 | 43.2 | IPP Non-CHP
15458 | PPL Holtwood LLC | 3145 | PPL Holtwood | HW1 | Conventional Hydroelectric | 10.4 | 10 | IPP Non-CHP
15458 | PPL Holtwood LLC | 3145 | PPL Holtwood | HW10 | Conventional Hydroelectric | 12 | 13.2 | IPP Non-CHP
15458 | PPL Holtwood LLC | 3145 | PPL Holtwood | HW11 | Conventional Hydroelectric | 1.4 | 1.2 | IPP Non-CHP
15458 | PPL Holtwood LLC | 3145 | PPL Holtwood | HW13 | Conventional Hydroelectric | 1.4 | 1.2 | IPP Non-CHP
15458 | PPL Holtwood LLC | 3145 | PPL Holtwood | HW18 | Conventional Hydroelectric | 66 | 64.6 | IPP Non-CHP
15458 | PPL Holtwood LLC | 3145 | PPL Holtwood | HW19 | Conventional Hydroelectric | 66 | 64.6 | IPP Non-CHP
15458 | PPL Holtwood LLC | 3145 | PPL Holtwood | HW2 | Conventional Hydroelectric | 10.4 | 11.7 | IPP Non-CHP
15458 | PPL Holtwood LLC | 3145 | PPL Holtwood | HW3 | Conventional Hydroelectric | 13.5 | 12.7 | IPP Non-CHP
15458 | PPL Holtwood LLC | 3145 | PPL Holtwood | HW4 | Conventional Hydroelectric | 10.4 | 11.2 | IPP Non-CHP
15458 | PPL Holtwood LLC | 3145 | PPL Holtwood | HW5 | Conventional Hydroelectric | 10.4 | 12.1 | IPP Non-CHP
15458 | PPL Holtwood LLC | 3145 | PPL Holtwood | HW6 | Conventional Hydroelectric | 10.4 | 12.5 | IPP Non-CHP
15458 | PPL Holtwood LLC | 3145 | PPL Holtwood | HW7 | Conventional Hydroelectric | 10.4 | 10.3 | IPP Non-CHP
15458 | PPL Holtwood LLC | 3145 | PPL Holtwood | HW8 | Conventional Hydroelectric | 11.4 | 10.5 | IPP Non-CHP
15458 | PPL Holtwood LLC | 3145 | PPL Holtwood | HW9 | Conventional Hydroelectric | 13.2 | 13.2 | IPP Non-CHP
15458 | PPL Holtwood LLC | 3153 | PPL HW Wallenpaupack | WP1 | Conventional Hydroelectric | 20 | 22 | IPP Non-CHP
15458 | PPL Holtwood LLC | 3153 | PPL HW Wallenpaupack | WP2 | Conventional Hydroelectric | 20 | 22 | IPP Non-CHP
15466 | Public Service Co of Colorado | 464 | Alamosa | CT1 | Natural Gas Fired Combustion Turbine | 26.6 | 13 | Electric Utility
15466 | Public Service Co of Colorado | 464 | Alamosa | CT2 | Natural Gas Fired Combustion Turbine | 26.6 | 14 | Electric Utility
15466 | Public Service Co of Colorado | 467 | Cabin Creek | A | Hydroelectric Pumped Storage | 150 | 162 | Electric Utility
15466 | Public Service Co of Colorado | 467 | Cabin Creek | B | Hydroelectric Pumped Storage | 150 | 162 | Electric Utility
15466 | Public Service Co of Colorado | 469 | Cherokee | 3 | Conventional Steam Coal | 170.5 | 152 | Electric Utility
15466 | Public Service Co of Colorado | 469 | Cherokee | 4 | Conventional Steam Coal | 380.8 | 352 | Electric Utility
15466 | Public Service Co of Colorado | 470 | Comanche (CO) | 1 | Conventional Steam Coal | 382.5 | 325 | Electric Utility
15466 | Public Service Co of Colorado | 470 | Comanche (CO) | 2 | Conventional Steam Coal | 396 | 335 | Electric Utility
15466 | Public Service Co of Colorado | 470 | Comanche (CO) | 3 | Conventional Steam Coal | 856.8 | 750 | Electric Utility
15466 | Public Service Co of Colorado | 471 | Fruita | 1 | Natural Gas Fired Combustion Turbine | 26.6 | 14 | Electric Utility
15466 | Public Service Co of Colorado | 472 | Georgetown Hydro | 1 | Conventional Hydroelectric | 0.6 | 0.7 | Electric Utility
15466 | Public Service Co of Colorado | 472 | Georgetown Hydro | 2 | Conventional Hydroelectric | 0.6 | 0.7 | Electric Utility
15466 | Public Service Co of Colorado | 474 | Salida | 1 | Conventional Hydroelectric | 0.8 | 0.8 | Electric Utility
15466 | Public Service Co of Colorado | 474 | Salida | 2 | Conventional Hydroelectric | 0.6 | 0.6 | Electric Utility
15466 | Public Service Co of Colorado | 476 | Shoshone (CO) | A | Conventional Hydroelectric | 7.2 | 7.5 | Electric Utility
15466 | Public Service Co of Colorado | 476 | Shoshone (CO) | B | Conventional Hydroelectric | 7.2 | 7.5 | Electric Utility
15466 | Public Service Co of Colorado | 477 | Valmont | 5 | Conventional Steam Coal | 191.7 | 184 | Electric Utility
15466 | Public Service Co of Colorado | 477 | Valmont | 6 | Natural Gas Fired Combustion Turbine | 59.3 | 43 | Electric Utility
15466 | Public Service Co of Colorado | 478 | Zuni | 2 | Natural Gas Steam Turbine | 75 | 60 | Electric Utility
15466 | Public Service Co of Colorado | 525 | Hayden | 1 | Conventional Steam Coal | 190 | 184 | Electric Utility
15466 | Public Service Co of Colorado | 525 | Hayden | 2 | Conventional Steam Coal | 275.4 | 262 | Electric Utility
15466 | Public Service Co of Colorado | 6112 | Fort St Vrain | 1 | Natural Gas Fired Combined Cycle | 342.6 | 301 | Electric Utility
15466 | Public Service Co of Colorado | 6112 | Fort St Vrain | 2 | Natural Gas Fired Combined Cycle | 175.1 | 123 | Electric Utility
15466 | Public Service Co of Colorado | 6112 | Fort St Vrain | 3 | Natural Gas Fired Combined Cycle | 175.1 | 128 | Electric Utility
15466 | Public Service Co of Colorado | 6112 | Fort St Vrain | 4 | Natural Gas Fired Combined Cycle | 175.1 | 128 | Electric Utility
15466 | Public Service Co of Colorado | 6112 | Fort St Vrain | 5 | Natural Gas Fired Combustion Turbine | 140.3 | 145 | Electric Utility
15466 | Public Service Co of Colorado | 6112 | Fort St Vrain | 6 | Natural Gas Fired Combustion Turbine | 140.3 | 144 | Electric Utility
15466 | Public Service Co of Colorado | 6206 | Tacoma | 1 | Conventional Hydroelectric | 2.3 | 2.3 | Electric Utility
15466 | Public Service Co of Colorado | 6206 | Tacoma | 2 | Conventional Hydroelectric | 2.3 | 2.3 | Electric Utility
15466 | Public Service Co of Colorado | 6207 | Ames Hydro | 1 | Conventional Hydroelectric | 3.6 | 3.8 | Electric Utility
15466 | Public Service Co of Colorado | 6248 | Pawnee | 1 | Conventional Steam Coal | 552.3 | 505 | Electric Utility
15466 | Public Service Co of Colorado | 7937 | Ponnequin | 30 | Onshore Wind Turbine | 9.9 | 1.2 | Electric Utility
15466 | Public Service Co of Colorado | 7937 | Ponnequin | 8 | Onshore Wind Turbine | 15.4 | 1.9 | Electric Utility
15466 | Public Service Co of Colorado | 8067 | Fort Lupton | 1 | Natural Gas Fired Combustion Turbine | 50.4 | 45 | Electric Utility
15466 | Public Service Co of Colorado | 8067 | Fort Lupton | 2 | Natural Gas Fired Combustion Turbine | 50.4 | 45 | Electric Utility
15466 | Public Service Co of Colorado | 55645 | Blue Spruce Energy Center | CT01 | Natural Gas Fired Combustion Turbine | 198.9 | 130 | Electric Utility
15466 | Public Service Co of Colorado | 55645 | Blue Spruce Energy Center | CT02 | Natural Gas Fired Combustion Turbine | 198.9 | 134 | Electric Utility
15466 | Public Service Co of Colorado | 55835 | Rocky Mountain Energy Center | CTG1 | Natural Gas Fired Combined Cycle | 175.1 | 145 | Electric Utility
15466 | Public Service Co of Colorado | 55835 | Rocky Mountain Energy Center | CTG2 | Natural Gas Fired Combined Cycle | 175.1 | 145 | Electric Utility
15466 | Public Service Co of Colorado | 55835 | Rocky Mountain Energy Center | STG1 | Natural Gas Fired Combined Cycle | 334.9 | 290 | Electric Utility
15470 | Duke Energy Indiana Inc | 1001 | Cayuga | 1 | Conventional Steam Coal | 531 | 500 | Electric Utility
15470 | Duke Energy Indiana Inc | 1001 | Cayuga | 2 | Conventional Steam Coal | 531 | 495 | Electric Utility
15470 | Duke Energy Indiana Inc | 1001 | Cayuga | 31 | Petroleum Liquids | 2.6 | 3 | Electric Utility
15470 | Duke Energy Indiana Inc | 1001 | Cayuga | 32 | Petroleum Liquids | 2.6 | 3 | Electric Utility
15470 | Duke Energy Indiana Inc | 1001 | Cayuga | 33 | Petroleum Liquids | 2.6 | 2 | Electric Utility
15470 | Duke Energy Indiana Inc | 1001 | Cayuga | 34 | Petroleum Liquids | 2.6 | 2 | Electric Utility
15470 | Duke Energy Indiana Inc | 1001 | Cayuga | 4 | Natural Gas Fired Combustion Turbine | 121 | 99 | Electric Utility
15470 | Duke Energy Indiana Inc | 1002 | Connersville | 1 | Petroleum Liquids | 41.8 | 43 | Electric Utility
15470 | Duke Energy Indiana Inc | 1002 | Connersville | 2 | Petroleum Liquids | 41.8 | 43 | Electric Utility
15470 | Duke Energy Indiana Inc | 1004 | Edwardsport | CT1 | Coal Integrated Gasification Combined Cycle | 236.5 |  | Electric Utility
15470 | Duke Energy Indiana Inc | 1004 | Edwardsport | CT2 | Coal Integrated Gasification Combined Cycle | 236.5 |  | Electric Utility
15470 | Duke Energy Indiana Inc | 1004 | Edwardsport | ST | Coal Integrated Gasification Combined Cycle | 331.5 | 571 | Electric Utility
15470 | Duke Energy Indiana Inc | 1005 | Markland | 1 | Conventional Hydroelectric | 21.6 | 15 | Electric Utility
15470 | Duke Energy Indiana Inc | 1005 | Markland | 2 | Conventional Hydroelectric | 21.6 | 15 | Electric Utility
15470 | Duke Energy Indiana Inc | 1005 | Markland | 3 | Conventional Hydroelectric | 21.6 | 15 | Electric Utility
15470 | Duke Energy Indiana Inc | 1006 | Miami Wabash | 1 | Petroleum Liquids | 18 | 16 | Electric Utility
15470 | Duke Energy Indiana Inc | 1006 | Miami Wabash | 2 | Petroleum Liquids | 18 | 16 | Electric Utility
15470 | Duke Energy Indiana Inc | 1006 | Miami Wabash | 3 | Petroleum Liquids | 18 | 16 | Electric Utility
15470 | Duke Energy Indiana Inc | 1006 | Miami Wabash | 5 | Petroleum Liquids | 16.3 | 16 | Electric Utility
15470 | Duke Energy Indiana Inc | 1006 | Miami Wabash | 6 | Petroleum Liquids | 16.3 | 16 | Electric Utility
15470 | Duke Energy Indiana Inc | 1007 | Noblesville | 1 | Natural Gas Fired Combined Cycle | 50 | 46 | Electric Utility
15470 | Duke Energy Indiana Inc | 1007 | Noblesville | 2 | Natural Gas Fired Combined Cycle | 50 | 46 | Electric Utility
15470 | Duke Energy Indiana Inc | 1007 | Noblesville | 3 | Natural Gas Fired Combined Cycle | 76 | 64.4 | Electric Utility
15470 | Duke Energy Indiana Inc | 1007 | Noblesville | 4 | Natural Gas Fired Combined Cycle | 76 | 64.4 | Electric Utility
15470 | Duke Energy Indiana Inc | 1007 | Noblesville | 5 | Natural Gas Fired Combined Cycle | 76 | 64.4 | Electric Utility
15470 | Duke Energy Indiana Inc | 1008 | R Gallagher | 2 | Conventional Steam Coal | 150 | 140 | Electric Utility
15470 | Duke Energy Indiana Inc | 1008 | R Gallagher | 4 | Conventional Steam Coal | 150 | 140 | Electric Utility
15470 | Duke Energy Indiana Inc | 1010 | Wabash River | 2 | Conventional Steam Coal | 112.5 | 85 | Electric Utility
15470 | Duke Energy Indiana Inc | 1010 | Wabash River | 3 | Conventional Steam Coal | 123.2 | 85 | Electric Utility
15470 | Duke Energy Indiana Inc | 1010 | Wabash River | 4 | Conventional Steam Coal | 112.5 | 85 | Electric Utility
15470 | Duke Energy Indiana Inc | 1010 | Wabash River | 5 | Conventional Steam Coal | 125 | 95 | Electric Utility
15470 | Duke Energy Indiana Inc | 1010 | Wabash River | 6 | Conventional Steam Coal | 387 | 318 | Electric Utility
15470 | Duke Energy Indiana Inc | 1010 | Wabash River | 71 | Petroleum Liquids | 2.7 | 3 | Electric Utility
15470 | Duke Energy Indiana Inc | 1010 | Wabash River | 72 | Petroleum Liquids | 2.7 | 3 | Electric Utility
15470 | Duke Energy Indiana Inc | 1010 | Wabash River | 73 | Petroleum Liquids | 2.7 | 2 | Electric Utility
15470 | Duke Energy Indiana Inc | 6113 | Gibson | 1 | Conventional Steam Coal | 667.9 | 630 | Electric Utility
15470 | Duke Energy Indiana Inc | 6113 | Gibson | 2 | Conventional Steam Coal | 667.9 | 630 | Electric Utility
15470 | Duke Energy Indiana Inc | 6113 | Gibson | 3 | Conventional Steam Coal | 667.9 | 630 | Electric Utility
15470 | Duke Energy Indiana Inc | 6113 | Gibson | 4 | Conventional Steam Coal | 667.9 | 622 | Electric Utility
15470 | Duke Energy Indiana Inc | 6113 | Gibson | 5 | Conventional Steam Coal | 667.9 | 620 | Electric Utility
15470 | Duke Energy Indiana Inc | 7763 | Henry County | 1 | Natural Gas Fired Combustion Turbine | 45 | 43 | Electric Utility
15470 | Duke Energy Indiana Inc | 7763 | Henry County | 2 | Natural Gas Fired Combustion Turbine | 45 | 43 | Electric Utility
15470 | Duke Energy Indiana Inc | 7763 | Henry County | 3 | Natural Gas Fired Combustion Turbine | 45 | 43 | Electric Utility
15470 | Duke Energy Indiana Inc | 55110 | Madison | CT1 | Natural Gas Fired Combustion Turbine | 85.4 | 72 | Electric Utility
15470 | Duke Energy Indiana Inc | 55110 | Madison | CT2 | Natural Gas Fired Combustion Turbine | 85.4 | 72 | Electric Utility
15470 | Duke Energy Indiana Inc | 55110 | Madison | CT3 | Natural Gas Fired Combustion Turbine | 85.4 | 72 | Electric Utility
15470 | Duke Energy Indiana Inc | 55110 | Madison | CT4 | Natural Gas Fired Combustion Turbine | 85.4 | 72 | Electric Utility
15470 | Duke Energy Indiana Inc | 55110 | Madison | CT5 | Natural Gas Fired Combustion Turbine | 85.4 | 72 | Electric Utility
15470 | Duke Energy Indiana Inc | 55110 | Madison | CT6 | Natural Gas Fired Combustion Turbine | 85.4 | 72 | Electric Utility
15470 | Duke Energy Indiana Inc | 55110 | Madison | CT7 | Natural Gas Fired Combustion Turbine | 85.4 | 72 | Electric Utility
15470 | Duke Energy Indiana Inc | 55110 | Madison | CT8 | Natural Gas Fired Combustion Turbine | 85.4 | 72 | Electric Utility
15470 | Duke Energy Indiana Inc | 55224 | Wheatland Generating Facility | CTG1 | Natural Gas Fired Combustion Turbine | 135 | 115 | Electric Utility
15470 | Duke Energy Indiana Inc | 55224 | Wheatland Generating Facility | CTG2 | Natural Gas Fired Combustion Turbine | 135 | 115 | Electric Utility
15470 | Duke Energy Indiana Inc | 55224 | Wheatland Generating Facility | CTG3 | Natural Gas Fired Combustion Turbine | 135 | 115 | Electric Utility
15470 | Duke Energy Indiana Inc | 55224 | Wheatland Generating Facility | CTG4 | Natural Gas Fired Combustion Turbine | 135 | 115 | Electric Utility
15472 | Public Service Co of NH | 2354 | Amoskeag | 1 | Conventional Hydroelectric | 6 | 6.2 | Electric Utility
15472 | Public Service Co of NH | 2354 | Amoskeag | 2 | Conventional Hydroelectric | 5 | 5.3 | Electric Utility
15472 | Public Service Co of NH | 2354 | Amoskeag | 3 | Conventional Hydroelectric | 5 | 5.3 | Electric Utility
15472 | Public Service Co of NH | 2355 | Ayers Island | 1 | Conventional Hydroelectric | 2.8 | 2.8 | Electric Utility
15472 | Public Service Co of NH | 2355 | Ayers Island | 2 | Conventional Hydroelectric | 2.8 | 2.8 | Electric Utility
15472 | Public Service Co of NH | 2355 | Ayers Island | 3 | Conventional Hydroelectric | 2.8 | 2.8 | Electric Utility
15472 | Public Service Co of NH | 2356 | Eastman Falls | 1 | Conventional Hydroelectric | 1.8 | 1.8 | Electric Utility
15472 | Public Service Co of NH | 2356 | Eastman Falls | 2 | Conventional Hydroelectric | 4.6 | 3.8 | Electric Utility
15472 | Public Service Co of NH | 2357 | Garvins Falls | 1 | Conventional Hydroelectric | 3.4 | 3.4 | Electric Utility
15472 | Public Service Co of NH | 2357 | Garvins Falls | 2 | Conventional Hydroelectric | 3.4 | 3.3 | Electric Utility
15472 | Public Service Co of NH | 2357 | Garvins Falls | 3 | Conventional Hydroelectric | 2.4 | 2.4 | Electric Utility
15472 | Public Service Co of NH | 2357 | Garvins Falls | 4 | Conventional Hydroelectric | 3.2 | 3.2 | Electric Utility
15472 | Public Service Co of NH | 2358 | Gorham | 1 | Conventional Hydroelectric | 0.4 | 0.4 | Electric Utility
15472 | Public Service Co of NH | 2358 | Gorham | 2 | Conventional Hydroelectric | 0.4 | 0.4 | Electric Utility
15472 | Public Service Co of NH | 2358 | Gorham | 3 | Conventional Hydroelectric | 0.7 | 0.6 | Electric Utility
15472 | Public Service Co of NH | 2358 | Gorham | 4 | Conventional Hydroelectric | 0.7 | 0.6 | Electric Utility
15472 | Public Service Co of NH | 2359 | Hooksett | 1 | Conventional Hydroelectric | 1.6 | 1.6 | Electric Utility
15472 | Public Service Co of NH | 2360 | Jackman | 1 | Conventional Hydroelectric | 3.2 | 3.6 | Electric Utility
15472 | Public Service Co of NH | 2362 | Lost Nation | GT1 | Petroleum Liquids | 18 | 14 | Electric Utility
15472 | Public Service Co of NH | 2364 | Merrimack | 1 | Conventional Steam Coal | 113.6 | 108 | Electric Utility
15472 | Public Service Co of NH | 2364 | Merrimack | 2 | Conventional Steam Coal | 345.6 | 330.5 | Electric Utility
15472 | Public Service Co of NH | 2364 | Merrimack | GT1 | Petroleum Liquids | 18.6 | 16.8 | Electric Utility
15472 | Public Service Co of NH | 2364 | Merrimack | GT2 | Petroleum Liquids | 18.6 | 16.8 | Electric Utility
15472 | Public Service Co of NH | 2367 | Schiller | 4 | Conventional Steam Coal | 50 | 47.5 | Electric Utility
15472 | Public Service Co of NH | 2367 | Schiller | 5 | Wood/Wood Waste Biomass | 50 | 43.1 | Electric Utility
15472 | Public Service Co of NH | 2367 | Schiller | 6 | Conventional Steam Coal | 50 | 47.9 | Electric Utility
15472 | Public Service Co of NH | 2367 | Schiller | GT1 | Petroleum Liquids | 21.2 | 17 | Electric Utility
15472 | Public Service Co of NH | 2368 | Smith (NH) | 1 | Conventional Hydroelectric | 15 | 11.7 | Electric Utility
15472 | Public Service Co of NH | 2369 | White Lake | GT1 | Petroleum Liquids | 18.6 | 17.5 | Electric Utility
15472 | Public Service Co of NH | 3750 | Canaan | 1 | Conventional Hydroelectric | 1.1 | 1.1 | Electric Utility
15472 | Public Service Co of NH | 8002 | Newington | 1 | Petroleum Liquids | 414 | 400.2 | Electric Utility
15473 | Public Service Co of NM | 2450 | Reeves | 1 | Natural Gas Steam Turbine | 44 | 44 | Electric Utility
15473 | Public Service Co of NM | 2450 | Reeves | 2 | Natural Gas Steam Turbine | 44 | 44 | Electric Utility
15473 | Public Service Co of NM | 2450 | Reeves | 3 | Natural Gas Steam Turbine | 66 | 66 | Electric Utility
15473 | Public Service Co of NM | 2451 | San Juan | 1 | Conventional Steam Coal | 369 | 340 | Electric Utility
15473 | Public Service Co of NM | 2451 | San Juan | 2 | Conventional Steam Coal | 369 | 340 | Electric Utility
15473 | Public Service Co of NM | 2451 | San Juan | 3 | Conventional Steam Coal | 555 | 497 | Electric Utility
15473 | Public Service Co of NM | 2451 | San Juan | 4 | Conventional Steam Coal | 555 | 507 | Electric Utility
15473 | Public Service Co of NM | 2475 | Algodones | 1 | Natural Gas Steam Turbine | 15 | 15 | Electric Utility
15473 | Public Service Co of NM | 2475 | Algodones | 2 | Natural Gas Steam Turbine | 15 | 15 | Electric Utility
15473 | Public Service Co of NM | 2475 | Algodones | 3 | Natural Gas Steam Turbine | 15 | 15 | Electric Utility
15473 | Public Service Co of NM | 7967 | Lordsburg Generating | GT1 | Natural Gas Fired Combustion Turbine | 44 | 37 | Electric Utility
15473 | Public Service Co of NM | 7967 | Lordsburg Generating | GT2 | Natural Gas Fired Combustion Turbine | 44 | 37 | Electric Utility
15473 | Public Service Co of NM | 55039 | Rio Bravo | GT1 | Natural Gas Fired Combustion Turbine | 150 | 138 | Electric Utility
15473 | Public Service Co of NM | 55210 | Afton Generating Station | 0001 | Natural Gas Fired Combined Cycle | 177 | 141 | Electric Utility
15473 | Public Service Co of NM | 55210 | Afton Generating Station | 0002 | Natural Gas Fired Combined Cycle | 110 | 94.6 | Electric Utility
15473 | Public Service Co of NM | 55343 | Luna Energy Facility | CTG1 | Natural Gas Fired Combined Cycle | 175 | 150.5 | Electric Utility
15473 | Public Service Co of NM | 55343 | Luna Energy Facility | CTG2 | Natural Gas Fired Combined Cycle | 175 | 150.5 | Electric Utility
15473 | Public Service Co of NM | 55343 | Luna Energy Facility | STG1 | Natural Gas Fired Combined Cycle | 300 | 258 | Electric Utility
15473 | Public Service Co of NM | 58899 | Prosperity Energy Storage Facility | GEN-1 | Solar Photovoltaic | 0.5 | 0.5 | Electric Utility
15473 | Public Service Co of NM | 58899 | Prosperity Energy Storage Facility | GEN-2 | Batteries | 0.8 | 0.8 | Electric Utility
15474 | Public Service Co of Oklahoma | 127 | Oklaunion | 1 | Conventional Steam Coal | 720 | 650 | Electric Utility
15474 | Public Service Co of Oklahoma | 2963 | Northeastern | 1 | Natural Gas Fired Combined Cycle | 170 | 146 | Electric Utility
15474 | Public Service Co of Oklahoma | 2963 | Northeastern | 1A | Natural Gas Fired Combined Cycle | 178.5 | 149 | Electric Utility
15474 | Public Service Co of Oklahoma | 2963 | Northeastern | 1B | Natural Gas Fired Combined Cycle | 178.5 | 149 | Electric Utility
15474 | Public Service Co of Oklahoma | 2963 | Northeastern | 2 | Natural Gas Steam Turbine | 473 | 462 | Electric Utility
15474 | Public Service Co of Oklahoma | 2963 | Northeastern | 3 | Conventional Steam Coal | 473 | 460 | Electric Utility
15474 | Public Service Co of Oklahoma | 2963 | Northeastern | 4 | Conventional Steam Coal | 473 | 460 | Electric Utility
15474 | Public Service Co of Oklahoma | 2963 | Northeastern | IC1 | Petroleum Liquids | 4.5 | 4 | Electric Utility
15474 | Public Service Co of Oklahoma | 2964 | Southwestern | 1 | Natural Gas Steam Turbine | 84 | 78 | Electric Utility
15474 | Public Service Co of Oklahoma | 2964 | Southwestern | 2 | Natural Gas Steam Turbine | 84 | 78 | Electric Utility
15474 | Public Service Co of Oklahoma | 2964 | Southwestern | 3 | Natural Gas Steam Turbine | 315 | 295 | Electric Utility
15474 | Public Service Co of Oklahoma | 2964 | Southwestern | 4 | Natural Gas Fired Combustion Turbine | 86.5 | 76 | Electric Utility
15474 | Public Service Co of Oklahoma | 2964 | Southwestern | 5 | Natural Gas Fired Combustion Turbine | 86.5 | 76 | Electric Utility
15474 | Public Service Co of Oklahoma | 2964 | Southwestern | IC1 | Petroleum Liquids | 2 | 2 | Electric Utility
15474 | Public Service Co of Oklahoma | 2965 | Tulsa | 2 | Natural Gas Steam Turbine | 170 | 150 | Electric Utility
15474 | Public Service Co of Oklahoma | 2965 | Tulsa | 4 | Natural Gas Steam Turbine | 170 | 155 | Electric Utility
15474 | Public Service Co of Oklahoma | 2965 | Tulsa | IC1 | Petroleum Liquids | 8.2 | 8.3 | Electric Utility
15474 | Public Service Co of Oklahoma | 2966 | Weleetka | 4 | Natural Gas Fired Combustion Turbine | 53 | 55 | Electric Utility
15474 | Public Service Co of Oklahoma | 2966 | Weleetka | 5 | Natural Gas Fired Combustion Turbine | 53 | 53 | Electric Utility
15474 | Public Service Co of Oklahoma | 2966 | Weleetka | 6 | Natural Gas Fired Combustion Turbine | 53 | 55 | Electric Utility
15474 | Public Service Co of Oklahoma | 2966 | Weleetka | IC1 | Petroleum Liquids | 4 | 4 | Electric Utility
15474 | Public Service Co of Oklahoma | 4940 | Riverside (OK) | 1 | Natural Gas Steam Turbine | 473 | 454 | Electric Utility
15474 | Public Service Co of Oklahoma | 4940 | Riverside (OK) | 2 | Natural Gas Steam Turbine | 473 | 455 | Electric Utility
15474 | Public Service Co of Oklahoma | 4940 | Riverside (OK) | 3 | Natural Gas Fired Combustion Turbine | 86.5 | 79 | Electric Utility
15474 | Public Service Co of Oklahoma | 4940 | Riverside (OK) | 4 | Natural Gas Fired Combustion Turbine | 86.5 | 79 | Electric Utility
15474 | Public Service Co of Oklahoma | 4940 | Riverside (OK) | IC1 | Petroleum Liquids | 2.7 | 2.8 | Electric Utility
15474 | Public Service Co of Oklahoma | 8059 | Comanche (OK) | 1G1 | Natural Gas Fired Combined Cycle | 85 | 78 | Electric Utility
15474 | Public Service Co of Oklahoma | 8059 | Comanche (OK) | 1G2 | Natural Gas Fired Combined Cycle | 85 | 78 | Electric Utility
15474 | Public Service Co of Oklahoma | 8059 | Comanche (OK) | 1S | Natural Gas Fired Combined Cycle | 120 | 104 | Electric Utility
15474 | Public Service Co of Oklahoma | 8059 | Comanche (OK) | IC1 | Petroleum Liquids | 4 | 4 | Electric Utility
15477 | Public Service Elec & Gas Co | 57341 | Silver Lake Solar Farm | SILV | Solar Photovoltaic | 1.7 | 1.7 | Electric Utility
15477 | Public Service Elec & Gas Co | 57352 | Trenton Solar Farm | TREN | Solar Photovoltaic | 1 | 1 | Electric Utility
15477 | Public Service Elec & Gas Co | 57381 | Linden Solar Farm | LIND | Solar Photovoltaic | 2.7 | 2.7 | Electric Utility
15477 | Public Service Elec & Gas Co | 57382 | Yardville Solar Farm | YARD | Solar Photovoltaic | 3.6 | 3.6 | Electric Utility
15477 | Public Service Elec & Gas Co | 57383 | WEA Texas Bayonne | BAYO | Solar Photovoltaic | 1.5 | 1.5 | Electric Utility
15477 | Public Service Elec & Gas Co | 57384 | Matrix Buildings A&B (Perth Amboy) Solar | MATR | Solar Photovoltaic | 2.5 | 2.5 | Electric Utility
15477 | Public Service Elec & Gas Co | 57384 | Matrix Buildings A&B (Perth Amboy) Solar | SWC1 | Solar Photovoltaic | 3.5 | 3.5 | Electric Utility
15477 | Public Service Elec & Gas Co | 57588 | Matrix Stults Road Solar Facility | STULT | Solar Photovoltaic | 2.6 | 2.6 | Electric Utility
15477 | Public Service Elec & Gas Co | 57724 | NJMC Landfill | NJMC | Solar Photovoltaic | 2.5 | 2.5 | Electric Utility
15477 | Public Service Elec & Gas Co | 57726 | Summit Associates | SUMA | Solar Photovoltaic | 1.9 | 1.9 | Electric Utility
15477 | Public Service Elec & Gas Co | 57727 | BlackRock-Matrix | BLAR | Solar Photovoltaic | 2.5 | 2.5 | Electric Utility
15477 | Public Service Elec & Gas Co | 57728 | Mill Creek Solar | MILLC | Solar Photovoltaic | 3.5 | 3.5 | Electric Utility
15478 | PSEG Nuclear LLC | 2410 | PSEG Salem Generating Station | 1 | Nuclear | 1170 | 1170.2 | IPP Non-CHP
15478 | PSEG Nuclear LLC | 2410 | PSEG Salem Generating Station | 2 | Nuclear | 1170 | 1158 | IPP Non-CHP
15478 | PSEG Nuclear LLC | 2410 | PSEG Salem Generating Station | 3 | Petroleum Liquids | 41.8 | 38.4 | IPP Non-CHP
15478 | PSEG Nuclear LLC | 6118 | PSEG Hope Creek Generating Station | 1 | Nuclear | 1290.7 | 1172 | IPP Non-CHP
15500 | Puget Sound Energy Inc | 99 | Frederickson | 1 | Natural Gas Fired Combustion Turbine | 88.9 | 67 | Electric Utility
15500 | Puget Sound Energy Inc | 99 | Frederickson | 2 | Natural Gas Fired Combustion Turbine | 88.9 | 67 | Electric Utility
15500 | Puget Sound Energy Inc | 607 | Fredonia | 1 | Natural Gas Fired Combustion Turbine | 129.1 | 93 | Electric Utility
15500 | Puget Sound Energy Inc | 607 | Fredonia | 2 | Natural Gas Fired Combustion Turbine | 129.1 | 93 | Electric Utility
15500 | Puget Sound Energy Inc | 607 | Fredonia | 3 | Natural Gas Fired Combustion Turbine | 58.9 | 47 | Electric Utility
15500 | Puget Sound Energy Inc | 607 | Fredonia | 4 | Natural Gas Fired Combustion Turbine | 58.9 | 47 | Electric Utility
15500 | Puget Sound Energy Inc | 3853 | Crystal Mountain | 1 | Petroleum Liquids | 2.7 | 2.5 | Electric Utility
15500 | Puget Sound Energy Inc | 3854 | Electron | 1 | Conventional Hydroelectric | 5.1 | 5.7 | Electric Utility
15500 | Puget Sound Energy Inc | 3854 | Electron | 2 | Conventional Hydroelectric | 5.1 | 5.9 | Electric Utility
15500 | Puget Sound Energy Inc | 3854 | Electron | 3 | Conventional Hydroelectric | 5.1 | 6.3 | Electric Utility
15500 | Puget Sound Energy Inc | 3854 | Electron | 4 | Conventional Hydroelectric | 7.5 | 7.9 | Electric Utility
15500 | Puget Sound Energy Inc | 3855 | Lower Baker | 3 | Conventional Hydroelectric | 80.8 | 80.8 | Electric Utility
15500 | Puget Sound Energy Inc | 3855 | Lower Baker | 4 | Conventional Hydroelectric | 30.4 | 30.4 | Electric Utility
15500 | Puget Sound Energy Inc | 3860 | Snoqualmie | 1 | Conventional Hydroelectric | 1.5 | 1.8 | Electric Utility
15500 | Puget Sound Energy Inc | 3860 | Snoqualmie | 2 | Conventional Hydroelectric | 1.8 | 1.8 | Electric Utility
15500 | Puget Sound Energy Inc | 3860 | Snoqualmie | 3 | Conventional Hydroelectric | 1.5 | 1.8 | Electric Utility
15500 | Puget Sound Energy Inc | 3860 | Snoqualmie | 4 | Conventional Hydroelectric | 1.5 | 1.8 | Electric Utility
15500 | Puget Sound Energy Inc | 3860 | Snoqualmie | 5A | Conventional Hydroelectric | 6.8 | 5.6 | Electric Utility
15500 | Puget Sound Energy Inc | 3861 | Upper Baker | 1 | Conventional Hydroelectric | 52.4 | 52.5 | Electric Utility
15500 | Puget Sound Energy Inc | 3861 | Upper Baker | 2 | Conventional Hydroelectric | 52.4 | 52.5 | Electric Utility
15500 | Puget Sound Energy Inc | 6120 | Whitehorn | 2 | Natural Gas Fired Combustion Turbine | 84.6 | 67 | Electric Utility
15500 | Puget Sound Energy Inc | 6120 | Whitehorn | 3 | Natural Gas Fired Combustion Turbine | 84.6 | 67 | Electric Utility
15500 | Puget Sound Energy Inc | 7867 | Snoqualmie 2 | 6A | Conventional Hydroelectric | 14.4 | 10 | Electric Utility
15500 | Puget Sound Energy Inc | 7867 | Snoqualmie 2 | 7 | Conventional Hydroelectric | 24.3 | 21 | Electric Utility
15500 | Puget Sound Energy Inc | 7870 | Encogen | CTG1 | Natural Gas Fired Combined Cycle | 39.4 | 34.5 | Electric Utility
15500 | Puget Sound Energy Inc | 7870 | Encogen | CTG2 | Natural Gas Fired Combined Cycle | 39.4 | 34.5 | Electric Utility
15500 | Puget Sound Energy Inc | 7870 | Encogen | CTG3 | Natural Gas Fired Combined Cycle | 39.4 | 34.5 | Electric Utility
15500 | Puget Sound Energy Inc | 7870 | Encogen | STG | All Other | 58.2 | 55.9 | Electric Utility
15500 | Puget Sound Energy Inc | 54476 | Sumas Power Plant | GEN1 | Natural Gas Fired Combined Cycle | 87.8 | 84.7 | Electric Utility
15500 | Puget Sound Energy Inc | 54476 | Sumas Power Plant | GEN2 | All Other | 37.7 | 40.8 | Electric Utility
15500 | Puget Sound Energy Inc | 54537 | Ferndale Generating Station | CT1A | Natural Gas Fired Combined Cycle | 95.9 | 86 | Electric Utility
15500 | Puget Sound Energy Inc | 54537 | Ferndale Generating Station | CT1B | Natural Gas Fired Combined Cycle | 95.9 | 86 | Electric Utility
15500 | Puget Sound Energy Inc | 54537 | Ferndale Generating Station | ST1 | Natural Gas Fired Combined Cycle | 93.7 | 98 | Electric Utility
15500 | Puget Sound Energy Inc | 55482 | Goldendale Generating Station | G1 | Natural Gas Fired Combined Cycle | 170 | 146.1 | Electric Utility
15500 | Puget Sound Energy Inc | 55482 | Goldendale Generating Station | G2 | Natural Gas Fired Combined Cycle | 114.3 | 110.6 | Electric Utility
15500 | Puget Sound Energy Inc | 55700 | Mint Farm Generating Station | 1STG | Natural Gas Fired Combined Cycle | 133 | 120.5 | Electric Utility
15500 | Puget Sound Energy Inc | 55700 | Mint Farm Generating Station | CTG1 | Natural Gas Fired Combined Cycle | 186 | 155.4 | Electric Utility
15500 | Puget Sound Energy Inc | 56255 | Hopkins Ridge Wind | 1 | Onshore Wind Turbine | 149.4 | 149.4 | Electric Utility
15500 | Puget Sound Energy Inc | 56255 | Hopkins Ridge Wind | 2 | Onshore Wind Turbine | 7.2 | 7.2 | Electric Utility
15500 | Puget Sound Energy Inc | 56322 | Wild Horse | 1 | Onshore Wind Turbine | 228.6 | 228.6 | Electric Utility
15500 | Puget Sound Energy Inc | 56322 | Wild Horse | WH2 | Onshore Wind Turbine | 44 | 44 | Electric Utility
15500 | Puget Sound Energy Inc | 56322 | Wild Horse | WHS1 | Solar Photovoltaic | 0.5 | 0.5 | Electric Utility
15500 | Puget Sound Energy Inc | 57195 | Lower Snake River Wind Energy Project | LSR 1 | Onshore Wind Turbine | 342.7 | 342.7 | Electric Utility
15526 | Purdue University | 50240 | Purdue University | GEN1 | Natural Gas Steam Turbine | 30.8 | 30.8 | Commercial CHP
15526 | Purdue University | 50240 | Purdue University | GEN2 | Natural Gas Steam Turbine | 10.6 | 7 | Commercial CHP
15526 | Purdue University | 50240 | Purdue University | GEN3 | Petroleum Liquids | 1.8 | 1.8 | Commercial CHP
15534 | PPL Montour LLC | 3149 | PPL Montour | 1 | Conventional Steam Coal | 864.9 | 752 | IPP Non-CHP
15534 | PPL Montour LLC | 3149 | PPL Montour | 11 | Conventional Steam Coal | 17.2 | 11 | IPP Non-CHP
15534 | PPL Montour LLC | 3149 | PPL Montour | 2 | Conventional Steam Coal | 893 | 752 | IPP Non-CHP
15537 | Brunner Island LLC | 3140 | Brunner Island | 1 | Conventional Steam Coal | 363.3 | 306 | IPP Non-CHP
15537 | Brunner Island LLC | 3140 | Brunner Island | 2 | Conventional Steam Coal | 405 | 363 | IPP Non-CHP
15537 | Brunner Island LLC | 3140 | Brunner Island | 3 | Conventional Steam Coal | 847.8 | 742 | IPP Non-CHP
15537 | Brunner Island LLC | 3140 | Brunner Island | BID1 | Petroleum Liquids | 2.7 | 2.7 | IPP Non-CHP
15537 | Brunner Island LLC | 3140 | Brunner Island | BID2 | Petroleum Liquids | 2.7 | 2.7 | IPP Non-CHP
15537 | Brunner Island LLC | 3140 | Brunner Island | BID3 | Petroleum Liquids | 2.7 | 2 | IPP Non-CHP
15597 | Riceland Foods Inc. | 56079 | Riceland Foods Cogeneration Plant | STEC | Other Waste Biomass | 18 | 4 | IPP CHP
15619 | City of Radford - (VA) | 3827 | Radford | 1 | Conventional Hydroelectric | 1 | 1 | Electric Utility
15686 | Village of Rantoul - (IL) | 958 | Rantoul | 10 | Petroleum Liquids | 1.8 | 1.8 | Electric Utility
15686 | Village of Rantoul - (IL) | 958 | Rantoul | 11 | Petroleum Liquids | 1.8 | 1.8 | Electric Utility
15686 | Village of Rantoul - (IL) | 958 | Rantoul | 12 | Petroleum Liquids | 1.8 | 1.8 | Electric Utility
15686 | Village of Rantoul - (IL) | 958 | Rantoul | 13 | Petroleum Liquids | 1.8 | 1.8 | Electric Utility
15686 | Village of Rantoul - (IL) | 958 | Rantoul | 14 | Petroleum Liquids | 1.8 | 1.8 | Electric Utility
15686 | Village of Rantoul - (IL) | 958 | Rantoul | 15 | Petroleum Liquids | 1.8 | 1.8 | Electric Utility
15686 | Village of Rantoul - (IL) | 958 | Rantoul | 16 | Petroleum Liquids | 1.8 | 1.8 | Electric Utility
15686 | Village of Rantoul - (IL) | 958 | Rantoul | 2 | Petroleum Liquids | 1.2 | 0.7 | Electric Utility
15686 | Village of Rantoul - (IL) | 958 | Rantoul | 3 | Petroleum Liquids | 1.2 | 0.7 | Electric Utility
15686 | Village of Rantoul - (IL) | 958 | Rantoul | 4 | Petroleum Liquids | 1.2 | 0.7 | Electric Utility
15686 | Village of Rantoul - (IL) | 958 | Rantoul | 7 | Petroleum Liquids | 5.2 | 4.7 | Electric Utility
15686 | Village of Rantoul - (IL) | 958 | Rantoul | 8 | Petroleum Liquids | 4 | 3 | Electric Utility
15686 | Village of Rantoul - (IL) | 958 | Rantoul | 9 | Petroleum Liquids | 1.8 | 1.8 | Electric Utility
15694 | Rapidan Redevelopment LLC | 52054 | Rapidan Hydro Facility | GEN1 | Conventional Hydroelectric | 3.4 | 3.2 | IPP Non-CHP
15694 | Rapidan Redevelopment LLC | 52054 | Rapidan Hydro Facility | GEN2 | Conventional Hydroelectric | 3.4 | 3.2 | IPP Non-CHP
15708 | Rathdrum Operating Services Co., Inc. | 55179 | Rathdrum Power LLC | CTG1 | Natural Gas Fired Combined Cycle | 179.4 | 150 | IPP Non-CHP
15708 | Rathdrum Operating Services Co., Inc. | 55179 | Rathdrum Power LLC | STG1 | Natural Gas Fired Combined Cycle | 122.1 | 98 | IPP Non-CHP
15726 | Rayonier Performance Fibers, LLC | 10560 | Rayonier Advanced Materials - Jesup Plant | GEN2 | Wood/Wood Waste Biomass | 5 | 4.7 | Industrial Non-CHP
15726 | Rayonier Performance Fibers, LLC | 10560 | Rayonier Advanced Materials - Jesup Plant | GEN3 | Wood/Wood Waste Biomass | 7.5 | 7 | Industrial Non-CHP
15726 | Rayonier Performance Fibers, LLC | 10560 | Rayonier Advanced Materials - Jesup Plant | GEN4 | Wood/Wood Waste Biomass | 7.5 | 7 | Industrial Non-CHP
15726 | Rayonier Performance Fibers, LLC | 10560 | Rayonier Advanced Materials - Jesup Plant | GEN5 | Wood/Wood Waste Biomass | 30 | 27.9 | Industrial Non-CHP
15726 | Rayonier Performance Fibers, LLC | 10560 | Rayonier Advanced Materials - Jesup Plant | GEN6 | Wood/Wood Waste Biomass | 27 | 25.1 | Industrial Non-CHP
15726 | Rayonier Performance Fibers, LLC | 10562 | Rayonier Fernandina Mill | GEN3 | Wood/Wood Waste Biomass | 7.5 | 6.5 | Industrial CHP
15726 | Rayonier Performance Fibers, LLC | 10562 | Rayonier Fernandina Mill | GEN4 | Wood/Wood Waste Biomass | 20 | 21 | Industrial CHP
15726 | Rayonier Performance Fibers, LLC | 10562 | Rayonier Fernandina Mill | GEN5 | Wood/Wood Waste Biomass | 22 | 21 | Industrial CHP
15734 | NRG Energy Center San Diego LLC | 54337 | NRG Energy San Diego | 0001 | Natural Gas Internal Combustion Engine | 0.8 | 0.8 | IPP CHP
15734 | NRG Energy Center San Diego LLC | 54337 | NRG Energy San Diego | 0002 | Natural Gas Internal Combustion Engine | 0.8 | 0.8 | IPP CHP
15743 | Frito-Lay Inc | 10110 | Frito-Lay Cogen Plant | GEN1 | Natural Gas Fired Combustion Turbine | 6 | 5.5 | Industrial CHP
15772 | City of Red Bud - (IL) | 959 | Red Bud | 1 | Petroleum Liquids | 2.4 | 2.2 | Electric Utility
15772 | City of Red Bud - (IL) | 959 | Red Bud | 2 | Petroleum Liquids | 1.1 | 0.9 | Electric Utility
15772 | City of Red Bud - (IL) | 959 | Red Bud | 3 | Petroleum Liquids | 2.4 | 2.2 | Electric Utility
15772 | City of Red Bud - (IL) | 959 | Red Bud | 4 | Petroleum Liquids | 3.5 | 3 | Electric Utility
15772 | City of Red Bud - (IL) | 959 | Red Bud | 7 | Petroleum Liquids | 2.8 | 3 | Electric Utility
15772 | City of Red Bud - (IL) | 959 | Red Bud | 8 | Petroleum Liquids | 2.8 | 3 | Electric Utility
15773 | City of Red Cloud - (NE) | 2299 | Red Cloud | 1 | Petroleum Liquids | 0.5 | 0.5 | Electric Utility
15773 | City of Red Cloud - (NE) | 2299 | Red Cloud | 2 | Petroleum Liquids | 0.9 | 0.6 | Electric Utility
15773 | City of Red Cloud - (NE) | 2299 | Red Cloud | 3 | Petroleum Liquids | 1.3 | 1.2 | Electric Utility
15773 | City of Red Cloud - (NE) | 2299 | Red Cloud | 4 | Petroleum Liquids | 1.3 | 1.2 | Electric Utility
15773 | City of Red Cloud - (NE) | 2299 | Red Cloud | 5 | Petroleum Liquids | 2.2 | 2.2 | Electric Utility
15776 | Reedy Creek Improvement Dist | 7294 | Central Energy Plant | GTG | Natural Gas Fired Combined Cycle | 61.5 | 48 | Electric Utility
15776 | Reedy Creek Improvement Dist | 7294 | Central Energy Plant | STG | Natural Gas Fired Combined Cycle | 8.5 | 8 | Electric Utility
15783 | City of Redding - (CA) | 7189 | Whiskeytown | 1 | Conventional Hydroelectric | 3.5 | 2 | Electric Utility
15783 | City of Redding - (CA) | 7307 | Redding Power | 1 | Natural Gas Fired Combustion Turbine | 18 | 16 | Electric Utility
15783 | City of Redding - (CA) | 7307 | Redding Power | 2 | Natural Gas Fired Combustion Turbine | 27.9 | 23 | Electric Utility
15783 | City of Redding - (CA) | 7307 | Redding Power | 3 | Natural Gas Fired Combustion Turbine | 27.9 | 23 | Electric Utility
15783 | City of Redding - (CA) | 7307 | Redding Power | 4 | Natural Gas Fired Combined Cycle | 26.8 | 27 | Electric Utility
15783 | City of Redding - (CA) | 7307 | Redding Power | 5 | Natural Gas Fired Combined Cycle | 40 | 41 | Electric Utility
15783 | City of Redding - (CA) | 7307 | Redding Power | 6 | Natural Gas Fired Combined Cycle | 42.5 | 41 | Electric Utility
15787 | Redlands Water & Power Company | 50267 | Redlands Water & Power | RED1 | Conventional Hydroelectric | 1.4 | 1.4 | IPP Non-CHP
15793 | Redwood Falls Public Util Comm | 2009 | Redwood Falls | 6 | Petroleum Liquids | 2.2 | 2.7 | Electric Utility
15793 | Redwood Falls Public Util Comm | 2009 | Redwood Falls | 7 | Petroleum Liquids | 5.8 | 6 | Electric Utility
15793 | Redwood Falls Public Util Comm | 2009 | Redwood Falls | 8 | Conventional Hydroelectric | 0.5 | 0.5 | Electric Utility
15793 | Redwood Falls Public Util Comm | 7982 | South Generation | 3 | Petroleum Liquids | 2.2 | 2 | Electric Utility
15793 | Redwood Falls Public Util Comm | 7982 | South Generation | 4 | Petroleum Liquids | 2.2 | 2 | Electric Utility
15793 | Redwood Falls Public Util Comm | 7982 | South Generation | 5 | Petroleum Liquids | 2.2 | 2.2 | Electric Utility
15795 | William G. Reed Jr | 50700 | Lilliwaup Falls Generating | 4735 | Conventional Hydroelectric | 0.2 | 0.2 | IPP Non-CHP
15795 | William G. Reed Jr | 50700 | Lilliwaup Falls Generating | 4736 | Conventional Hydroelectric | 0.2 | 0.2 | IPP Non-CHP
15795 | William G. Reed Jr | 50700 | Lilliwaup Falls Generating | 4737 | Conventional Hydroelectric | 0.2 | 0.2 | IPP Non-CHP
15795 | William G. Reed Jr | 50700 | Lilliwaup Falls Generating | 4738 | Conventional Hydroelectric | 0.2 | 0.2 | IPP Non-CHP
15795 | William G. Reed Jr | 50700 | Lilliwaup Falls Generating | 4739 | Conventional Hydroelectric | 0.2 | 0.2 | IPP Non-CHP
15795 | William G. Reed Jr | 50700 | Lilliwaup Falls Generating | 4740 | Conventional Hydroelectric | 0.2 | 0.2 | IPP Non-CHP
15795 | William G. Reed Jr | 50700 | Lilliwaup Falls Generating | 4741 | Conventional Hydroelectric | 0.2 | 0.2 | IPP Non-CHP
15824 | Ecomaine | 50225 | Regional Waste Systems | TG1 | Municipal Solid Waste | 13.3 | 11.5 | IPP Non-CHP
15860 | City of Rensselaer - (IN) | 1038 | Rensselaer City Light Plant | 10 | Petroleum Liquids | 2 | 1.9 | Electric Utility
15860 | City of Rensselaer - (IN) | 1038 | Rensselaer City Light Plant | 11 | Petroleum Liquids | 2 | 1.9 | Electric Utility
15860 | City of Rensselaer - (IN) | 1038 | Rensselaer City Light Plant | 14 | Natural Gas Internal Combustion Engine | 5 | 4.8 | Electric Utility
15860 | City of Rensselaer - (IN) | 1038 | Rensselaer City Light Plant | 15 | Natural Gas Internal Combustion Engine | 8.4 | 8.3 | Electric Utility
15860 | City of Rensselaer - (IN) | 1038 | Rensselaer City Light Plant | 5 | Petroleum Liquids | 1.9 | 1.8 | Electric Utility
15860 | City of Rensselaer - (IN) | 1038 | Rensselaer City Light Plant | 6 | Petroleum Liquids | 2.5 | 2.4 | Electric Utility
15873 | GenOn Northeast Management Company | 3118 | Conemaugh | 1 | Conventional Steam Coal | 936 | 850 | IPP Non-CHP
15873 | GenOn Northeast Management Company | 3118 | Conemaugh | 2 | Conventional Steam Coal | 936 | 850 | IPP Non-CHP
15873 | GenOn Northeast Management Company | 3118 | Conemaugh | A | Petroleum Liquids | 3 | 2.8 | IPP Non-CHP
15873 | GenOn Northeast Management Company | 3118 | Conemaugh | B | Petroleum Liquids | 3 | 2.8 | IPP Non-CHP
15873 | GenOn Northeast Management Company | 3118 | Conemaugh | C | Petroleum Liquids | 3 | 2.8 | IPP Non-CHP
15873 | GenOn Northeast Management Company | 3118 | Conemaugh | D | Petroleum Liquids | 3 | 2.8 | IPP Non-CHP
15873 | GenOn Northeast Management Company | 3136 | Keystone | 1 | Conventional Steam Coal | 936 | 850 | IPP Non-CHP
15873 | GenOn Northeast Management Company | 3136 | Keystone | 2 | Conventional Steam Coal | 936 | 850 | IPP Non-CHP
15873 | GenOn Northeast Management Company | 3136 | Keystone | 3 | Petroleum Liquids | 3 | 2.8 | IPP Non-CHP
15873 | GenOn Northeast Management Company | 3136 | Keystone | 4 | Petroleum Liquids | 3 | 2.8 | IPP Non-CHP
15873 | GenOn Northeast Management Company | 3136 | Keystone | 5 | Petroleum Liquids | 3 | 2.8 | IPP Non-CHP
15873 | GenOn Northeast Management Company | 3136 | Keystone | 6 | Petroleum Liquids | 3 | 2.8 | IPP Non-CHP
15908 | NRG California South LP | 331 | Etiwanda Generating Station | 3 | Natural Gas Steam Turbine | 333 | 320 | IPP Non-CHP
15908 | NRG California South LP | 331 | Etiwanda Generating Station | 4 | Natural Gas Steam Turbine | 333 | 320 | IPP Non-CHP
15908 | NRG California South LP | 345 | Mandalay | 03 | Natural Gas Fired Combustion Turbine | 138 | 130 | IPP Non-CHP
15908 | NRG California South LP | 345 | Mandalay | 1 | Natural Gas Steam Turbine | 218 | 215 | IPP Non-CHP
15908 | NRG California South LP | 345 | Mandalay | 2 | Natural Gas Steam Turbine | 218 | 215 | IPP Non-CHP
15908 | NRG California South LP | 350 | Ormond Beach | 1 | Natural Gas Steam Turbine | 806 | 741 | IPP Non-CHP
15908 | NRG California South LP | 350 | Ormond Beach | 2 | Natural Gas Steam Turbine | 806 | 775 | IPP Non-CHP
15908 | NRG California South LP | 8076 | Ellwood | 01 | Natural Gas Fired Combustion Turbine | 58 | 54 | IPP Non-CHP
15912 | Resource Technology Corp | 55057 | Biodyne Peoria | 001 | Landfill Gas | 0.8 | 0.8 | IPP Non-CHP
15912 | Resource Technology Corp | 55057 | Biodyne Peoria | 002 | Landfill Gas | 0.8 | 0.8 | IPP Non-CHP
15912 | Resource Technology Corp | 55057 | Biodyne Peoria | 003 | Landfill Gas | 0.8 | 0.8 | IPP Non-CHP
15912 | Resource Technology Corp | 55057 | Biodyne Peoria | 004 | Landfill Gas | 0.8 | 0.8 | IPP Non-CHP
15912 | Resource Technology Corp | 55057 | Biodyne Peoria | 005 | Landfill Gas | 0.8 | 0.8 | IPP Non-CHP
15917 | Presence Health | 54886 | Presence Saint Mary of Nazareth Hospital | GEN1 | Natural Gas Internal Combustion Engine | 0.8 | 0.8 | Commercial Non-CHP
15917 | Presence Health | 54886 | Presence Saint Mary of Nazareth Hospital | GEN2 | Natural Gas Internal Combustion Engine | 0.8 | 0.8 | Commercial Non-CHP
15917 | Presence Health | 54886 | Presence Saint Mary of Nazareth Hospital | GEN3 | Natural Gas Internal Combustion Engine | 0.8 | 0.8 | Commercial Non-CHP
15917 | Presence Health | 54886 | Presence Saint Mary of Nazareth Hospital | GEN4 | Petroleum Liquids | 0.9 | 0.9 | Commercial Non-CHP
15917 | Presence Health | 54886 | Presence Saint Mary of Nazareth Hospital | GEN5 | Petroleum Liquids | 0.9 | 0.9 | Commercial Non-CHP
15917 | Presence Health | 54886 | Presence Saint Mary of Nazareth Hospital | GEN6 | Petroleum Liquids | 0.8 | 0.8 | Commercial Non-CHP
15941 | Rice University | 50054 | Rice University | GEN1 | Natural Gas Fired Combustion Turbine | 3.1 | 3.1 | Commercial CHP
15941 | Rice University | 50054 | Rice University | GEN2 | Natural Gas Fired Combustion Turbine | 3.8 | 3.8 | Commercial CHP
15986 | Rio Bravo Fresno | 10767 | Rio Bravo Fresno | GEN1 | Wood/Wood Waste Biomass | 28 | 24.3 | IPP Non-CHP
15989 | City of Richmond - (IN) | 1040 | Whitewater Valley | 1 | Conventional Steam Coal | 33 | 34.7 | Electric Utility
15989 | City of Richmond - (IN) | 1040 | Whitewater Valley | 2 | Conventional Steam Coal | 60.9 | 65 | Electric Utility
16001 | Rhode Island Hospital | 52024 | Rhode Island Hospital | GEN2 | Natural Gas Steam Turbine | 1.7 | 1.7 | Commercial CHP
16001 | Rhode Island Hospital | 52024 | Rhode Island Hospital | GEN4 | Natural Gas Steam Turbine | 1.7 | 1.7 | Commercial CHP
16001 | Rhode Island Hospital | 52024 | Rhode Island Hospital | NEW1 | Natural Gas Steam Turbine | 3.5 | 3.5 | Commercial CHP
16001 | Rhode Island Hospital | 52024 | Rhode Island Hospital | NEW3 | Natural Gas Steam Turbine | 3.5 | 3.5 | Commercial CHP
16024 | Riverwood Intl USA Inc | 54464 | Riverwood International Macon Mill | 0001 | Wood/Wood Waste Biomass | 7.5 | 9 | Industrial CHP
16024 | Riverwood Intl USA Inc | 54464 | Riverwood International Macon Mill | 0002 | Wood/Wood Waste Biomass | 5 | 4.7 | Industrial CHP
16024 | Riverwood Intl USA Inc | 54464 | Riverwood International Macon Mill | 0003 | Wood/Wood Waste Biomass | 5 | 4.7 | Industrial CHP
16024 | Riverwood Intl USA Inc | 54464 | Riverwood International Macon Mill | 0004 | Wood/Wood Waste Biomass | 15.9 | 21.6 | Industrial CHP
16024 | Riverwood Intl USA Inc | 54464 | Riverwood International Macon Mill | 0005 | Wood/Wood Waste Biomass | 40 | 39.5 | Industrial CHP
16045 | Riverside County Waste Management Dept | 55820 | RCWMD Badlands Landfill Gas Project | GEN1 | Landfill Gas | 1.3 | 1 | Commercial Non-CHP
16061 | Rio Bravo Jasmin | 10768 | Rio Bravo Jasmin | UP9 | Conventional Steam Coal | 38.2 | 33 | IPP CHP
16064 | Graphic Packaging International | 50028 | Plant 31 Paper Mill | GEN5 | Natural Gas Steam Turbine | 25 | 25 | Industrial CHP
16064 | Graphic Packaging International | 50028 | Plant 31 Paper Mill | GEN6 | Natural Gas Steam Turbine | 20 | 20 | Industrial CHP
16070 | Rio Blanco Water Conserv Dist | 54729 | Taylor Draw Hydroelectric Facility | COX1 | Conventional Hydroelectric | 2.3 | 2 | IPP Non-CHP
16073 | Riverview Energy Systems | 54057 | Riverview Energy Systems | GEN1 | Landfill Gas | 3.3 | 2.8 | IPP Non-CHP
16073 | Riverview Energy Systems | 54057 | Riverview Energy Systems | GEN2 | Landfill Gas | 3.3 | 2.8 | IPP Non-CHP
16077 | Rio Bravo Rocklin | 10772 | Rio Bravo Rocklin | GEN1 | Wood/Wood Waste Biomass | 27.9 | 24.4 | IPP Non-CHP
16088 | City of Riverside - (CA) | 56143 | Riverside Energy Resource Center | 1 | Natural Gas Fired Combustion Turbine | 50 | 50 | Electric Utility
16088 | City of Riverside - (CA) | 56143 | Riverside Energy Resource Center | 2 | Natural Gas Fired Combustion Turbine | 50 | 50 | Electric Utility
16088 | City of Riverside - (CA) | 56143 | Riverside Energy Resource Center | 3 | Natural Gas Fired Combustion Turbine | 48 | 48 | Electric Utility
16088 | City of Riverside - (CA) | 56143 | Riverside Energy Resource Center | 4 | Natural Gas Fired Combustion Turbine | 48 | 48 | Electric Utility
16088 | City of Riverside - (CA) | 56144 | Springs Generating Station | 1 | Natural Gas Fired Combustion Turbine | 10 | 10 | Electric Utility
16088 | City of Riverside - (CA) | 56144 | Springs Generating Station | 2 | Natural Gas Fired Combustion Turbine | 10 | 10 | Electric Utility
16088 | City of Riverside - (CA) | 56144 | Springs Generating Station | 3 | Natural Gas Fired Combustion Turbine | 10 | 10 | Electric Utility
16088 | City of Riverside - (CA) | 56144 | Springs Generating Station | 4 | Natural Gas Fired Combustion Turbine | 10 | 10 | Electric Utility
16088 | City of Riverside - (CA) | 56356 | Clearwater Power Plant | CT1 | Natural Gas Fired Combined Cycle | 41 | 21 | Electric Utility
16088 | City of Riverside - (CA) | 56356 | Clearwater Power Plant | ST1 | Natural Gas Fired Combined Cycle | 8 | 7 | Electric Utility
16098 | Rio Grande Valley Sugar Growers, Inc. | 54338 | Rio Grande Valley Sugar Growers | GENA | Other Waste Biomass | 2.5 | 2.5 | Industrial CHP
16098 | Rio Grande Valley Sugar Growers, Inc. | 54338 | Rio Grande Valley Sugar Growers | GENB | Other Waste Biomass | 2.5 | 2.5 | Industrial CHP
16098 | Rio Grande Valley Sugar Growers, Inc. | 54338 | Rio Grande Valley Sugar Growers | GENC | Other Waste Biomass | 2.5 | 2.5 | Industrial CHP
16098 | Rio Grande Valley Sugar Growers, Inc. | 54338 | Rio Grande Valley Sugar Growers | GEND | Other Waste Biomass | 16 | 10 | Industrial CHP
16098 | Rio Grande Valley Sugar Growers, Inc. | 54338 | Rio Grande Valley Sugar Growers | GENE | Petroleum Liquids | 1.4 | 1.4 | Industrial CHP
16124 | Riverside Generating Co LLC | 55198 | Riverside Generating LLC | GTG1 | Natural Gas Fired Combustion Turbine | 230 | 165 | IPP Non-CHP
16124 | Riverside Generating Co LLC | 55198 | Riverside Generating LLC | GTG2 | Natural Gas Fired Combustion Turbine | 230 | 165 | IPP Non-CHP
16124 | Riverside Generating Co LLC | 55198 | Riverside Generating LLC | GTG3 | Natural Gas Fired Combustion Turbine | 230 | 165 | IPP Non-CHP
16124 | Riverside Generating Co LLC | 55198 | Riverside Generating LLC | GTG4 | Natural Gas Fired Combustion Turbine | 230 | 165 | IPP Non-CHP
16124 | Riverside Generating Co LLC | 55198 | Riverside Generating LLC | GTG5 | Natural Gas Fired Combustion Turbine | 230 | 165 | IPP Non-CHP
16179 | Rochelle Municipal Utilities | 960 | North Ninth Street | 1 | Petroleum Liquids | 0.9 | 0.6 | Electric Utility
16179 | Rochelle Municipal Utilities | 960 | North Ninth Street | 10 | Natural Gas Internal Combustion Engine | 2.5 | 2 | Electric Utility
16179 | Rochelle Municipal Utilities | 960 | North Ninth Street | 3 | Natural Gas Internal Combustion Engine | 2.5 | 2 | Electric Utility
16179 | Rochelle Municipal Utilities | 960 | North Ninth Street | 4 | Petroleum Liquids | 1 | 0.7 | Electric Utility
16179 | Rochelle Municipal Utilities | 960 | North Ninth Street | 6 | Natural Gas Internal Combustion Engine | 2.5 | 2 | Electric Utility
16179 | Rochelle Municipal Utilities | 960 | North Ninth Street | 7 | Natural Gas Internal Combustion Engine | 3.8 | 3.5 | Electric Utility
16179 | Rochelle Municipal Utilities | 960 | North Ninth Street | 8 | Petroleum Liquids | 1 | 0.5 | Electric Utility
16179 | Rochelle Municipal Utilities | 960 | North Ninth Street | 9 | Natural Gas Internal Combustion Engine | 3.5 | 3 | Electric Utility
16179 | Rochelle Municipal Utilities | 960 | North Ninth Street | SOL1 | Solar Photovoltaic | 0.3 | 0.3 | Electric Utility
16179 | Rochelle Municipal Utilities | 961 | South Main Street | 1 | Natural Gas Internal Combustion Engine | 2.5 | 1.6 | Electric Utility
16179 | Rochelle Municipal Utilities | 961 | South Main Street | 13 | Petroleum Liquids | 1.8 | 1.8 | Electric Utility
16179 | Rochelle Municipal Utilities | 961 | South Main Street | 14 | Petroleum Liquids | 1.8 | 1.8 | Electric Utility
16179 | Rochelle Municipal Utilities | 961 | South Main Street | 15 | Petroleum Liquids | 1.8 | 1.8 | Electric Utility
16179 | Rochelle Municipal Utilities | 961 | South Main Street | 2 | Natural Gas Internal Combustion Engine | 2.5 | 2 | Electric Utility
16179 | Rochelle Municipal Utilities | 7770 | 1515 S Caron Road | GT1 | Natural Gas Fired Combustion Turbine | 4.2 | 3 | Electric Utility
16181 | Rochester Public Utilities | 2007 | Rochester Hydro | 1 | Conventional Hydroelectric | 1.3 | 1.3 | Electric Utility
16181 | Rochester Public Utilities | 2007 | Rochester Hydro | 2 | Conventional Hydroelectric | 1.3 | 1.3 | Electric Utility
16181 | Rochester Public Utilities | 2008 | Silver Lake | 1 | Conventional Steam Coal | 8 | 6.6 | Electric Utility
16181 | Rochester Public Utilities | 2008 | Silver Lake | 2 | Conventional Steam Coal | 12 | 7 | Electric Utility
16181 | Rochester Public Utilities | 2008 | Silver Lake | 3 | Conventional Steam Coal | 25 | 20 | Electric Utility
16181 | Rochester Public Utilities | 2008 | Silver Lake | 4 | Conventional Steam Coal | 54 | 46.4 | Electric Utility
16181 | Rochester Public Utilities | 6058 | Cascade Creek | 1 | Natural Gas Fired Combustion Turbine | 35 | 27.9 | Electric Utility
16181 | Rochester Public Utilities | 6058 | Cascade Creek | 2 | Natural Gas Fired Combustion Turbine | 49.9 | 49.5 | Electric Utility
16181 | Rochester Public Utilities | 56269 | IBM West | 1 | Petroleum Liquids | 1.8 | 1.8 | Electric Utility
16181 | Rochester Public Utilities | 56269 | IBM West | 2 | Petroleum Liquids | 1.8 | 1.8 | Electric Utility
16183 | Rochester Gas & Electric Corp | 2638 | Rochester 26 | 1 | Conventional Hydroelectric | 3 | 3 | Electric Utility
16183 | Rochester Gas & Electric Corp | 2639 | Rochester 2 | 1 | Conventional Hydroelectric | 8.5 | 8.5 | Electric Utility
16183 | Rochester Gas & Electric Corp | 2641 | Rochester 5 | 2 | Conventional Hydroelectric | 12.8 | 12.9 | Electric Utility
16183 | Rochester Gas & Electric Corp | 2641 | Rochester 5 | HY1 | Conventional Hydroelectric | 12.8 | 12.9 | Electric Utility
16183 | Rochester Gas & Electric Corp | 2641 | Rochester 5 | HY3 | Conventional Hydroelectric | 18 | 18 | Electric Utility
16183 | Rochester Gas & Electric Corp | 2646 | Wiscoy 170 | 1 | Conventional Hydroelectric | 0.6 | 0.6 | Electric Utility
16183 | Rochester Gas & Electric Corp | 2646 | Wiscoy 170 | 2 | Conventional Hydroelectric | 0.4 | 0.4 | Electric Utility
16190 | Sappi Fine Paper North America-Somerset | 50406 | Somerset Plant | GEN1 | Wood/Wood Waste Biomass | 48.5 | 50 | Industrial CHP
16190 | Sappi Fine Paper North America-Somerset | 50406 | Somerset Plant | GEN2 | Wood/Wood Waste Biomass | 68.4 | 65 | Industrial CHP
16191 | Robbins Lumber Inc | 50230 | Robbins Lumber | CAT | Petroleum Liquids | 2 | 1.8 | Industrial CHP
16191 | Robbins Lumber Inc | 50230 | Robbins Lumber | WEST | Wood/Wood Waste Biomass | 1.2 | 1.1 | Industrial CHP
16197 | Rocky Road Power LLC | 55109 | Rocky Road Power LLC | T4 | Natural Gas Fired Combustion Turbine | 122.4 | 107.1 | IPP Non-CHP
16197 | Rocky Road Power LLC | 55109 | Rocky Road Power LLC | TG1 | Natural Gas Fired Combustion Turbine | 125.8 | 102.9 | IPP Non-CHP
16197 | Rocky Road Power LLC | 55109 | Rocky Road Power LLC | TG2 | Natural Gas Fired Combustion Turbine | 125.8 | 103.3 | IPP Non-CHP
16197 | Rocky Road Power LLC | 55109 | Rocky Road Power LLC | TG3 | Natural Gas Fired Combustion Turbine | 41.5 | 29.5 | IPP Non-CHP
16198 | City of Rock Falls - (IL) | 7474 | Upper Sterling | 1 | Conventional Hydroelectric | 1.1 | 1 | Electric Utility
16198 | City of Rock Falls - (IL) | 7474 | Upper Sterling | 2 | Conventional Hydroelectric | 1.1 | 1 | Electric Utility
16198 | City of Rock Falls - (IL) | 7854 | Avenue A Generator Sets | 1 | Petroleum Liquids | 1.8 | 1.8 | Electric Utility
16198 | City of Rock Falls - (IL) | 7854 | Avenue A Generator Sets | 2 | Petroleum Liquids | 1.8 | 1.8 | Electric Utility
16198 | City of Rock Falls - (IL) | 7934 | Industrial Park | 3 | Petroleum Liquids | 1.8 | 1.8 | Electric Utility
16198 | City of Rock Falls - (IL) | 7934 | Industrial Park | 4 | Petroleum Liquids | 1.8 | 1.8 | Electric Utility
16198 | City of Rock Falls - (IL) | 7934 | Industrial Park | 5 | Petroleum Liquids | 1.8 | 1.8 | Electric Utility
16198 | City of Rock Falls - (IL) | 7934 | Industrial Park | 6 | Petroleum Liquids | 1.8 | 1.8 | Electric Utility
16198 | City of Rock Falls - (IL) | 7934 | Industrial Park | 7 | Petroleum Liquids | 1.8 | 1.8 | Electric Utility
16198 | City of Rock Falls - (IL) | 7934 | Industrial Park | 8 | Petroleum Liquids | 2.2 | 2.2 | Electric Utility
16198 | City of Rock Falls - (IL) | 7934 | Industrial Park | 9 | Petroleum Liquids | 2.2 | 2.2 | Electric Utility
16206 | Rock Rapids Municipal Utility | 1181 | Rock Rapids | 1 | Petroleum Liquids | 2.5 | 2.5 | Electric Utility
16211 | City of Rockford- (IA) | 1180 | Rockford | 1 | Petroleum Liquids | 0.4 | 0.4 | Electric Utility
16211 | City of Rockford- (IA) | 1180 | Rockford | 5 | Petroleum Liquids | 0.9 | 0.9 | Electric Utility
16211 | City of Rockford- (IA) | 1180 | Rockford | 6 | Petroleum Liquids | 1.6 | 1.6 | Electric Utility
16217 | Village of Rockville Centre - (NY) | 2695 | Charles P Keller | 10 | Natural Gas Internal Combustion Engine | 3.5 | 3.2 | Electric Utility
16217 | Village of Rockville Centre - (NY) | 2695 | Charles P Keller | 11 | Natural Gas Internal Combustion Engine | 5.2 | 5.2 | Electric Utility
16217 | Village of Rockville Centre - (NY) | 2695 | Charles P Keller | 12 | Natural Gas Internal Combustion Engine | 5.5 | 5.5 | Electric Utility
16217 | Village of Rockville Centre - (NY) | 2695 | Charles P Keller | 13 | Natural Gas Internal Combustion Engine | 5.5 | 5.5 | Electric Utility
16217 | Village of Rockville Centre - (NY) | 2695 | Charles P Keller | 14 | Natural Gas Internal Combustion Engine | 6.2 | 6.2 | Electric Utility
16217 | Village of Rockville Centre - (NY) | 2695 | Charles P Keller | 7 | Petroleum Liquids | 2 | 2 | Electric Utility
16217 | Village of Rockville Centre - (NY) | 2695 | Charles P Keller | 8 | Petroleum Liquids | 2.4 | 2.7 | Electric Utility
16217 | Village of Rockville Centre - (NY) | 2695 | Charles P Keller | 9 | Natural Gas Internal Combustion Engine | 3.5 | 3.2 | Electric Utility
16233 | Rocky Mountain Power Inc | 55749 | Hardin Generator Project | UNT1 | Conventional Steam Coal | 115.7 | 107 | IPP Non-CHP
16294 | Roseburg Forest Products Co | 50396 | Dillard Complex | GEN1 | Wood/Wood Waste Biomass | 5 | 5 | Industrial CHP
16294 | Roseburg Forest Products Co | 50396 | Dillard Complex | GEN2 | Wood/Wood Waste Biomass | 5 | 5 | Industrial CHP
16294 | Roseburg Forest Products Co | 50396 | Dillard Complex | GEN3 | Wood/Wood Waste Biomass | 7 | 7 | Industrial CHP
16294 | Roseburg Forest Products Co | 50396 | Dillard Complex | GEN4 | Wood/Wood Waste Biomass | 11.5 | 11.5 | Industrial CHP
16294 | Roseburg Forest Products Co | 50396 | Dillard Complex | GEN5 | Wood/Wood Waste Biomass | 11.5 | 11.5 | Industrial CHP
16294 | Roseburg Forest Products Co | 50396 | Dillard Complex | GEN6 | Wood/Wood Waste Biomass | 11.5 | 11.5 | Industrial CHP
16295 | City of Roseville - (CA) | 7452 | Roseville | 1 | Natural Gas Fired Combustion Turbine | 27.4 | 21.2 | Electric Utility
16295 | City of Roseville - (CA) | 7452 | Roseville | 2 | Natural Gas Fired Combustion Turbine | 27.4 | 21.2 | Electric Utility
16295 | City of Roseville - (CA) | 56298 | Roseville Energy Park | 0001 | Natural Gas Fired Combined Cycle | 42 | 38 | Electric Utility
16295 | City of Roseville - (CA) | 56298 | Roseville Energy Park | 0002 | Natural Gas Fired Combined Cycle | 42 | 38 | Electric Utility
16295 | City of Roseville - (CA) | 56298 | Roseville Energy Park | 0003 | Natural Gas Fired Combined Cycle | 80 | 75 | Electric Utility
16440 | City of Russell - (KS) | 1319 | Russell Downtown | 11 | Natural Gas Internal Combustion Engine | 3.6 | 3.2 | Electric Utility
16440 | City of Russell - (KS) | 1319 | Russell Downtown | 12 | Natural Gas Internal Combustion Engine | 3.6 | 3.2 | Electric Utility
16440 | City of Russell - (KS) | 1319 | Russell Downtown | 7 | Natural Gas Internal Combustion Engine | 3.5 | 3 | Electric Utility
16440 | City of Russell - (KS) | 1319 | Russell Downtown | 8 | Petroleum Liquids | 2.5 | 2.5 | Electric Utility
16440 | City of Russell - (KS) | 1319 | Russell Downtown | 9 | Petroleum Liquids | 2.5 | 2.5 | Electric Utility
16440 | City of Russell - (KS) | 7930 | Russell Energy Center | T-1 | Natural Gas Fired Combustion Turbine | 7.5 | 6 | Electric Utility
16440 | City of Russell - (KS) | 7930 | Russell Energy Center | T-2 | Natural Gas Fired Combustion Turbine | 7.5 | 6 | Electric Utility
16498 | SFR Hydro Cor | 10519 | Milton Hydro | 1 | Conventional Hydroelectric | 0.2 | 0.1 | IPP Non-CHP
16498 | SFR Hydro Cor | 10519 | Milton Hydro | 2 | Conventional Hydroelectric | 0.4 | 0.1 | IPP Non-CHP
16498 | SFR Hydro Cor | 10519 | Milton Hydro | 3 | Conventional Hydroelectric | 0.3 | 0.1 | IPP Non-CHP
16498 | SFR Hydro Cor | 10519 | Milton Hydro | 4 | Conventional Hydroelectric | 0.5 | 0.1 | IPP Non-CHP
16506 | Salinas River Cogeneration Co | 50865 | Salinas River Cogeneration | K100 | Natural Gas Fired Combustion Turbine | 38.9 | 33 | IPP CHP
16518 | City of Sabetha - (KS) | 1320 | Sabetha Power Plant | 11 | Petroleum Liquids | 3 | 2.7 | Electric Utility
16518 | City of Sabetha - (KS) | 1320 | Sabetha Power Plant | 12 | Natural Gas Internal Combustion Engine | 4.4 | 4.1 | Electric Utility
16518 | City of Sabetha - (KS) | 1320 | Sabetha Power Plant | 2 | Petroleum Liquids | 1.5 | 1.2 | Electric Utility
16518 | City of Sabetha - (KS) | 1320 | Sabetha Power Plant | 3 | Petroleum Liquids | 0.8 | 0.6 | Electric Utility
16518 | City of Sabetha - (KS) | 1320 | Sabetha Power Plant | 4 | Petroleum Liquids | 1 | 0.7 | Electric Utility
16518 | City of Sabetha - (KS) | 1320 | Sabetha Power Plant | 5 | Petroleum Liquids | 1.4 | 1.2 | Electric Utility
16518 | City of Sabetha - (KS) | 1320 | Sabetha Power Plant | 6 | Petroleum Liquids | 1.4 | 1.2 | Electric Utility
16518 | City of Sabetha - (KS) | 1320 | Sabetha Power Plant | 7 | Petroleum Liquids | 2.2 | 1.8 | Electric Utility
16518 | City of Sabetha - (KS) | 1320 | Sabetha Power Plant | 8 | Petroleum Liquids | 2.5 | 2.1 | Electric Utility
16518 | City of Sabetha - (KS) | 1320 | Sabetha Power Plant | IC10 | Petroleum Liquids | 2.5 | 2.1 | Electric Utility
16518 | City of Sabetha - (KS) | 1320 | Sabetha Power Plant | IC9 | Petroleum Liquids | 1.1 | 1 | Electric Utility
16534 | Sacramento Municipal Util Dist | 430 | Camino | H1 | Conventional Hydroelectric | 78.9 | 78.9 | Electric Utility
16534 | Sacramento Municipal Util Dist | 430 | Camino | H2 | Conventional Hydroelectric | 78.9 | 77 | Electric Utility
16534 | Sacramento Municipal Util Dist | 431 | Jaybird | H1 | Conventional Hydroelectric | 80.8 | 78.1 | Electric Utility
16534 | Sacramento Municipal Util Dist | 431 | Jaybird | H2 | Conventional Hydroelectric | 80.8 | 78.1 | Electric Utility
16534 | Sacramento Municipal Util Dist | 432 | Loon Lake | H1 | Conventional Hydroelectric | 74.1 | 74.1 | Electric Utility
16534 | Sacramento Municipal Util Dist | 433 | Robbs Peak | 1 | Conventional Hydroelectric | 25.5 | 25.5 | Electric Utility
16534 | Sacramento Municipal Util Dist | 435 | White Rock/Slab Creek | H1 | Conventional Hydroelectric | 133 | 108 | Electric Utility
16534 | Sacramento Municipal Util Dist | 435 | White Rock/Slab Creek | H2 | Conventional Hydroelectric | 133 | 133 | Electric Utility
16534 | Sacramento Municipal Util Dist | 531 | Camp Far West | 1 | Conventional Hydroelectric | 7.2 | 7.2 | Electric Utility
16534 | Sacramento Municipal Util Dist | 534 | Jones Fork | 1 | Conventional Hydroelectric | 10 | 10 | Electric Utility
16534 | Sacramento Municipal Util Dist | 535 | McClellan (CA) | 1 | Natural Gas Fired Combustion Turbine | 77 | 77 | Electric Utility
16534 | Sacramento Municipal Util Dist | 6612 | Union Valley | 1 | Conventional Hydroelectric | 38.6 | 38.6 | Electric Utility
16534 | Sacramento Municipal Util Dist | 7526 | Solano Wind | 1 | Onshore Wind Turbine | 13.2 | 13.1 | Electric Utility
16534 | Sacramento Municipal Util Dist | 7526 | Solano Wind | 2 | Onshore Wind Turbine | 24 | 24 | Electric Utility
16534 | Sacramento Municipal Util Dist | 7526 | Solano Wind | 2B | Onshore Wind Turbine | 63 | 63 | Electric Utility
16534 | Sacramento Municipal Util Dist | 7526 | Solano Wind | 3 | Onshore Wind Turbine | 128 | 128 | Electric Utility
16534 | Sacramento Municipal Util Dist | 7527 | Carson Ice-Gen Project | 1 | Natural Gas Fired Combined Cycle | 54 | 41.2 | Electric Utility
16534 | Sacramento Municipal Util Dist | 7527 | Carson Ice-Gen Project | 2 | Natural Gas Fired Combined Cycle | 17.5 | 16.6 | Electric Utility
16534 | Sacramento Municipal Util Dist | 7527 | Carson Ice-Gen Project | CCCT | Natural Gas Fired Combustion Turbine | 54 | 51.2 | Electric Utility
16534 | Sacramento Municipal Util Dist | 7551 | SCA Cogen 2 | CCST | Natural Gas Fired Combined Cycle | 49.8 | 37.6 | Electric Utility
16534 | Sacramento Municipal Util Dist | 7551 | SCA Cogen 2 | CT1A | Natural Gas Fired Combined Cycle | 49.8 | 47.6 | Electric Utility
16534 | Sacramento Municipal Util Dist | 7551 | SCA Cogen 2 | CT1B | Natural Gas Fired Combined Cycle | 49.8 | 47.6 | Electric Utility
16534 | Sacramento Municipal Util Dist | 7551 | SCA Cogen 2 | CT1C | Natural Gas Fired Combustion Turbine | 44 | 43.8 | Electric Utility
16534 | Sacramento Municipal Util Dist | 7552 | SPA Cogen 3 | CCCT | Natural Gas Fired Combined Cycle | 118.7 | 111 | Electric Utility
16534 | Sacramento Municipal Util Dist | 7552 | SPA Cogen 3 | CCST | Natural Gas Fired Combined Cycle | 55.2 | 53 | Electric Utility
16534 | Sacramento Municipal Util Dist | 55970 | Cosumnes | 1 | Natural Gas Fired Combined Cycle | 190 | 171 | Electric Utility
16534 | Sacramento Municipal Util Dist | 55970 | Cosumnes | 2 | Natural Gas Fired Combined Cycle | 170 | 166 | Electric Utility
16534 | Sacramento Municipal Util Dist | 55970 | Cosumnes | 3 | Natural Gas Fired Combined Cycle | 170 | 166 | Electric Utility
16544 | Saint - Gobain Abrasives Inc | 50041 | Norton Powerhouse | GEN1 | Natural Gas Steam Turbine | 2.5 | 2.5 | Industrial CHP
16544 | Saint - Gobain Abrasives Inc | 50041 | Norton Powerhouse | GEN2 | Natural Gas Steam Turbine | 3.1 | 3.1 | Industrial CHP
16546 | Sacramento County of Dpt Waste | 55766 | Kiefer Landfill | 361A | Landfill Gas | 3 | 2.8 | Commercial Non-CHP
16546 | Sacramento County of Dpt Waste | 55766 | Kiefer Landfill | 361B | Landfill Gas | 3 | 2.8 | Commercial Non-CHP
16546 | Sacramento County of Dpt Waste | 55766 | Kiefer Landfill | 361C | Landfill Gas | 3 | 2.8 | Commercial Non-CHP
16548 | St Francis Hospital | 50952 | Saint Francis Hospital | GEN1 | Natural Gas Internal Combustion Engine | 0.8 | 0.8 | Commercial CHP
16548 | St Francis Hospital | 50952 | Saint Francis Hospital | GEN2 | Natural Gas Internal Combustion Engine | 0.8 | 0.8 | Commercial CHP
16553 | Saguaro Power Co | 54271 | Saguaro Power | CTG1 | Natural Gas Fired Combined Cycle | 45.1 | 36 | IPP CHP
16553 | Saguaro Power Co | 54271 | Saguaro Power | CTG2 | Natural Gas Fired Combined Cycle | 45.1 | 36 | IPP CHP
16553 | Saguaro Power Co | 54271 | Saguaro Power | STG | Natural Gas Fired Combined Cycle | 37 | 29 | IPP CHP
16558 | City of Salem - (VA) | 56288 | Salem Water Plant | 1 | Petroleum Liquids | 2 | 2 | Commercial Non-CHP
16558 | City of Salem - (VA) | 56289 | Salem Street Dept | 1 | Petroleum Liquids | 1.8 | 2 | Commercial Non-CHP
16558 | City of Salem - (VA) | 56519 | Salem Electric Department | 1 | Petroleum Liquids | 1.3 | 1.3 | Electric Utility
16560 | City of Salisbury - (MO) | 7400 | Salisbury City of | 1 | Petroleum Liquids | 1 | 0.8 | Electric Utility
16560 | City of Salisbury - (MO) | 7400 | Salisbury City of | 2 | Petroleum Liquids | 1 | 0.8 | Electric Utility
16560 | City of Salisbury - (MO) | 7400 | Salisbury City of | 3 | Petroleum Liquids | 2.2 | 1.8 | Electric Utility
16560 | City of Salisbury - (MO) | 7400 | Salisbury City of | 4 | Petroleum Liquids | 2.2 | 1.8 | Electric Utility
16572 | Salt River Project | 100 | South Consolidated | SC1 | Conventional Hydroelectric | 1.4 | 1.4 | Electric Utility
16572 | Salt River Project | 141 | Agua Fria | AF1 | Natural Gas Steam Turbine | 113.6 | 113 | Electric Utility
16572 | Salt River Project | 141 | Agua Fria | AF2 | Natural Gas Steam Turbine | 113.6 | 113 | Electric Utility
16572 | Salt River Project | 141 | Agua Fria | AF3 | Natural Gas Steam Turbine | 163.2 | 181 | Electric Utility
16572 | Salt River Project | 141 | Agua Fria | AF4 | Natural Gas Fired Combustion Turbine | 80.5 | 73 | Electric Utility
16572 | Salt River Project | 141 | Agua Fria | AF5 | Natural Gas Fired Combustion Turbine | 71.2 | 73 | Electric Utility
16572 | Salt River Project | 141 | Agua Fria | AF6 | Natural Gas Fired Combustion Turbine | 71.2 | 73 | Electric Utility
16572 | Salt River Project | 141 | Agua Fria | PV-3 | Solar Photovoltaic | 0.2 | 0.2 | Electric Utility
16572 | Salt River Project | 143 | Crosscut | CC1 | Natural Gas Steam Turbine | 7.5 | 7.5 | Electric Utility
16572 | Salt River Project | 143 | Crosscut | CC2 | Natural Gas Steam Turbine | 7.5 | 7.5 | Electric Utility
16572 | Salt River Project | 143 | Crosscut | CC3 | Natural Gas Steam Turbine | 7.5 | 7.5 | Electric Utility
16572 | Salt River Project | 143 | Crosscut | CC4 | Natural Gas Steam Turbine | 7.5 | 7.5 | Electric Utility
16572 | Salt River Project | 143 | Crosscut | CC5 | Conventional Hydroelectric | 3 | 3 | Electric Utility
16572 | Salt River Project | 145 | Horse Mesa | HM1 | Conventional Hydroelectric | 9.9 | 10 | Electric Utility
16572 | Salt River Project | 145 | Horse Mesa | HM2 | Conventional Hydroelectric | 9.9 | 10 | Electric Utility
16572 | Salt River Project | 145 | Horse Mesa | HM3 | Conventional Hydroelectric | 9.9 | 10 | Electric Utility
16572 | Salt River Project | 145 | Horse Mesa | HM4 | Hydroelectric Pumped Storage | 99.8 | 119 | Electric Utility
16572 | Salt River Project | 147 | Kyrene | KY1 | Natural Gas Steam Turbine | 34.5 | 34 | Electric Utility
16572 | Salt River Project | 147 | Kyrene | KY2 | Natural Gas Steam Turbine | 73.5 | 72 | Electric Utility
16572 | Salt River Project | 147 | Kyrene | KY4 | Natural Gas Fired Combustion Turbine | 53.1 | 59 | Electric Utility
16572 | Salt River Project | 147 | Kyrene | KY5 | Natural Gas Fired Combustion Turbine | 60.3 | 53 | Electric Utility
16572 | Salt River Project | 147 | Kyrene | KY6 | Natural Gas Fired Combustion Turbine | 60.3 | 53 | Electric Utility
16572 | Salt River Project | 147 | Kyrene | KY7 | Natural Gas Fired Combined Cycle | 170 | 148 | Electric Utility
16572 | Salt River Project | 147 | Kyrene | KY7A | Natural Gas Fired Combined Cycle | 122 | 106 | Electric Utility
16572 | Salt River Project | 148 | Mormon Flat | MF1 | Conventional Hydroelectric | 9.2 | 11.5 | Electric Utility
16572 | Salt River Project | 148 | Mormon Flat | MF2 | Hydroelectric Pumped Storage | 54.3 | 57.3 | Electric Utility
16572 | Salt River Project | 149 | Roosevelt | ROOS | Conventional Hydroelectric | 36 | 36 | Electric Utility
16572 | Salt River Project | 150 | Stewart Mountain | SM | Conventional Hydroelectric | 13 | 13 | Electric Utility
16572 | Salt River Project | 4941 | Navajo | NAV1 | Conventional Steam Coal | 803.1 | 750 | Electric Utility
16572 | Salt River Project | 4941 | Navajo | NAV2 | Conventional Steam Coal | 803.1 | 750 | Electric Utility
16572 | Salt River Project | 4941 | Navajo | NAV3 | Conventional Steam Coal | 803.1 | 750 | Electric Utility
16572 | Salt River Project | 6177 | Coronado | CO1 | Conventional Steam Coal | 410.9 | 380 | Electric Utility
16572 | Salt River Project | 6177 | Coronado | CO2 | Conventional Steam Coal | 410.9 | 382 | Electric Utility
16572 | Salt River Project | 7998 | Tri Cities | TC1 | Landfill Gas | 1 | 0.8 | Electric Utility
16572 | Salt River Project | 7998 | Tri Cities | TC2 | Landfill Gas | 1 | 0.8 | Electric Utility
16572 | Salt River Project | 7998 | Tri Cities | TC3 | Landfill Gas | 1 | 0.8 | Electric Utility
16572 | Salt River Project | 7998 | Tri Cities | TC4 | Landfill Gas | 1 | 0.8 | Electric Utility
16572 | Salt River Project | 7998 | Tri Cities | TC5 | Landfill Gas | 1 | 0.8 | Electric Utility
16572 | Salt River Project | 8068 | Santan | ST1 | Natural Gas Fired Combined Cycle | 103.5 | 92 | Electric Utility
16572 | Salt River Project | 8068 | Santan | ST2 | Natural Gas Fired Combined Cycle | 103.5 | 92 | Electric Utility
16572 | Salt River Project | 8068 | Santan | ST3 | Natural Gas Fired Combined Cycle | 103.5 | 92 | Electric Utility
16572 | Salt River Project | 8068 | Santan | ST4 | Natural Gas Fired Combined Cycle | 103.5 | 92 | Electric Utility
16572 | Salt River Project | 8068 | Santan | ST5A | Natural Gas Fired Combined Cycle | 153.8 | 151 | Electric Utility
16572 | Salt River Project | 8068 | Santan | ST5B | Natural Gas Fired Combined Cycle | 153.8 | 151 | Electric Utility
16572 | Salt River Project | 8068 | Santan | ST5S | Natural Gas Fired Combined Cycle | 314.5 | 280 | Electric Utility
16572 | Salt River Project | 8068 | Santan | ST6A | Natural Gas Fired Combined Cycle | 153.8 | 151 | Electric Utility
16572 | Salt River Project | 8068 | Santan | ST6S | Natural Gas Fired Combined Cycle | 136.1 | 126 | Electric Utility
16572 | Salt River Project | 55129 | Desert Basin | CTG1 | Natural Gas Fired Combined Cycle | 187 | 162 | Electric Utility
16572 | Salt River Project | 55129 | Desert Basin | CTG2 | Natural Gas Fired Combined Cycle | 187 | 162 | Electric Utility
16572 | Salt River Project | 55129 | Desert Basin | STG | Natural Gas Fired Combined Cycle | 272.1 | 253 | Electric Utility
16572 | Salt River Project | 58557 | Mesquite Generating Station Block 1 | GT1 | Natural Gas Fired Combined Cycle | 185.3 | 153 | Electric Utility
16572 | Salt River Project | 58557 | Mesquite Generating Station Block 1 | GT2 | Natural Gas Fired Combined Cycle | 185.3 | 153 | Electric Utility
16572 | Salt River Project | 58557 | Mesquite Generating Station Block 1 | ST1 | Natural Gas Fired Combined Cycle | 321 | 289 | Electric Utility
16578 | Saint Agnes Medical Center | 54800 | Saint Agnes Medical Center | 9911 | Natural Gas Fired Combustion Turbine | 3.5 | 2.7 | Commercial CHP
16578 | Saint Agnes Medical Center | 54800 | Saint Agnes Medical Center | 9929 | Natural Gas Fired Combustion Turbine | 3.5 | 2.7 | Commercial CHP
16583 | San Antonio Regional Hospital | 50234 | San Antonio Regional Hospital | 2074 | Natural Gas Internal Combustion Engine | 0.9 | 0.9 | Commercial CHP
16583 | San Antonio Regional Hospital | 50234 | San Antonio Regional Hospital | 2075 | Natural Gas Internal Combustion Engine | 0.9 | 0.9 | Commercial CHP
16583 | San Antonio Regional Hospital | 50234 | San Antonio Regional Hospital | 2076 | Natural Gas Internal Combustion Engine | 0.9 | 0.9 | Commercial CHP
16604 | City of San Antonio - (TX) | 3609 | Leon Creek | CGT1 | Natural Gas Fired Combustion Turbine | 57.4 | 46 | Electric Utility
16604 | City of San Antonio - (TX) | 3609 | Leon Creek | CGT2 | Natural Gas Fired Combustion Turbine | 57.4 | 46 | Electric Utility
16604 | City of San Antonio - (TX) | 3609 | Leon Creek | CGT3 | Natural Gas Fired Combustion Turbine | 57.4 | 46 | Electric Utility
16604 | City of San Antonio - (TX) | 3609 | Leon Creek | CGT4 | Natural Gas Fired Combustion Turbine | 57.4 | 46 | Electric Utility
16604 | City of San Antonio - (TX) | 3611 | O W Sommers | 1 | Natural Gas Steam Turbine | 446 | 420 | Electric Utility
16604 | City of San Antonio - (TX) | 3611 | O W Sommers | 2 | Natural Gas Steam Turbine | 446 | 410 | Electric Utility
16604 | City of San Antonio - (TX) | 3612 | V H Braunig | 1 | Natural Gas Steam Turbine | 225 | 220 | Electric Utility
16604 | City of San Antonio - (TX) | 3612 | V H Braunig | 2 | Natural Gas Steam Turbine | 252 | 235 | Electric Utility
16604 | City of San Antonio - (TX) | 3612 | V H Braunig | 3 | Natural Gas Steam Turbine | 417 | 412 | Electric Utility
16604 | City of San Antonio - (TX) | 3612 | V H Braunig | 5 | Natural Gas Fired Combustion Turbine | 61 | 47 | Electric Utility
16604 | City of San Antonio - (TX) | 3612 | V H Braunig | 6 | Natural Gas Fired Combustion Turbine | 61 | 47 | Electric Utility
16604 | City of San Antonio - (TX) | 3612 | V H Braunig | 7 | Natural Gas Fired Combustion Turbine | 61 | 47 | Electric Utility
16604 | City of San Antonio - (TX) | 3612 | V H Braunig | 8 | Natural Gas Fired Combustion Turbine | 61 | 47 | Electric Utility
16604 | City of San Antonio - (TX) | 6181 | J T Deely | 1 | Conventional Steam Coal | 486 | 420 | Electric Utility
16604 | City of San Antonio - (TX) | 6181 | J T Deely | 2 | Conventional Steam Coal | 446 | 420 | Electric Utility
16604 | City of San Antonio - (TX) | 7097 | J K Spruce | 1 | Conventional Steam Coal | 566 | 555 | Electric Utility
16604 | City of San Antonio - (TX) | 7097 | J K Spruce | 2 | Conventional Steam Coal | 878 | 785 | Electric Utility
16604 | City of San Antonio - (TX) | 7512 | Arthur Von Rosenberg | 1 | Natural Gas Fired Combined Cycle | 175 | 170 | Electric Utility
16604 | City of San Antonio - (TX) | 7512 | Arthur Von Rosenberg | 2 | Natural Gas Fired Combined Cycle | 175 | 170 | Electric Utility
16604 | City of San Antonio - (TX) | 7512 | Arthur Von Rosenberg | 3 | Natural Gas Fired Combined Cycle | 200 | 190 | Electric Utility
16604 | City of San Antonio - (TX) | 55137 | Rio Nogales Power Project | CTG1 | Natural Gas Fired Combined Cycle | 189 | 149 | Electric Utility
16604 | City of San Antonio - (TX) | 55137 | Rio Nogales Power Project | CTG2 | Natural Gas Fired Combined Cycle | 189 | 148 | Electric Utility
16604 | City of San Antonio - (TX) | 55137 | Rio Nogales Power Project | CTG3 | Natural Gas Fired Combined Cycle | 189 | 159 | Electric Utility
16604 | City of San Antonio - (TX) | 55137 | Rio Nogales Power Project | STG1 | Natural Gas Fired Combined Cycle | 373.2 | 300 | Electric Utility
16609 | San Diego Gas & Electric Co | 55512 | Cuyamaca Peak Energy Plant | CPP6 | Natural Gas Fired Combustion Turbine | 48.7 | 48.7 | Electric Utility
16609 | San Diego Gas & Electric Co | 55985 | Palomar Energy | CTG1 | Natural Gas Fired Combined Cycle | 165 | 170 | Electric Utility
16609 | San Diego Gas & Electric Co | 55985 | Palomar Energy | CTG2 | Natural Gas Fired Combined Cycle | 165 | 170 | Electric Utility
16609 | San Diego Gas & Electric Co | 55985 | Palomar Energy | STG | Natural Gas Fired Combined Cycle | 229 | 222 | Electric Utility
16609 | San Diego Gas & Electric Co | 56232 | Miramar Energy Facility | 1 | Natural Gas Fired Combustion Turbine | 53 | 47 | Electric Utility
16609 | San Diego Gas & Electric Co | 56232 | Miramar Energy Facility | 2 | Natural Gas Fired Combustion Turbine | 53 | 47 | Electric Utility
16612 | City & County of San Francisco | 380 | Dion R Holm | 1 | Conventional Hydroelectric | 78.4 | 78.4 | Electric Utility
16612 | City & County of San Francisco | 380 | Dion R Holm | 2 | Conventional Hydroelectric | 78.4 | 78.4 | Electric Utility
16612 | City & County of San Francisco | 381 | Moccasin | 1 | Conventional Hydroelectric | 50 | 50 | Electric Utility
16612 | City & County of San Francisco | 381 | Moccasin | 2 | Conventional Hydroelectric | 50 | 50 | Electric Utility
16612 | City & County of San Francisco | 382 | R C Kirkwood | 1 | Conventional Hydroelectric | 39.5 | 39.5 | Electric Utility
16612 | City & County of San Francisco | 382 | R C Kirkwood | 2 | Conventional Hydroelectric | 39.5 | 39.5 | Electric Utility
16612 | City & County of San Francisco | 382 | R C Kirkwood | 3 | Conventional Hydroelectric | 36.5 | 36.5 | Electric Utility
16612 | City & County of San Francisco | 751 | Moccasin Low Head Hydro Project | 1 | Conventional Hydroelectric | 2.9 | 2.9 | Electric Utility
16612 | City & County of San Francisco | 57971 | SF Southeast Cogen Plant | COGEN | Other Waste Biomass | 2.1 | 1.9 | Commercial Non-CHP
16624 | San Miguel Electric Coop, Inc | 6183 | San Miguel | 1 | Conventional Steam Coal | 410 | 391 | Electric Utility
16625 | San Diego State University | 50061 | San Diego State University | GEN2 | Natural Gas Fired Combined Cycle | 5.1 | 4.6 | Commercial CHP
16625 | San Diego State University | 50061 | San Diego State University | GEN3 | Natural Gas Fired Combined Cycle | 5.1 | 4.6 | Commercial CHP
16625 | San Diego State University | 50061 | San Diego State University | GEN4 | All Other | 4.1 | 4.1 | Commercial CHP
16630 | San Gorgonio Farms Inc | 10718 | Karen Avenue Wind Farm | WND | Onshore Wind Turbine | 11.7 | 11.7 | IPP Non-CHP
16630 | San Gorgonio Farms Inc | 50281 | San Gorgonio Farms Wind Farm | WGEN | Onshore Wind Turbine | 31 | 31 | IPP Non-CHP
16636 | Sargent Canyon Cogeneration Co | 50864 | Sargent Canyon Cogeneration | K100 | Natural Gas Fired Combustion Turbine | 38.2 | 30 | IPP CHP
16653 | Sappi Cloquet LLC | 50639 | Sappi Cloquet Mill | GEN3 | Wood/Wood Waste Biomass | 19.2 | 14.8 | Industrial CHP
16653 | Sappi Cloquet LLC | 50639 | Sappi Cloquet Mill | GEN4 | Wood/Wood Waste Biomass | 41.5 | 41.5 | Industrial CHP
16653 | Sappi Cloquet LLC | 50639 | Sappi Cloquet Mill | GEN5 | Wood/Wood Waste Biomass | 27.6 | 14 | Industrial CHP
16653 | Sappi Cloquet LLC | 50639 | Sappi Cloquet Mill | HGN1 | Conventional Hydroelectric | 1.8 | 1.6 | Industrial CHP
16653 | Sappi Cloquet LLC | 50639 | Sappi Cloquet Mill | HGN5 | Conventional Hydroelectric | 0.8 | 0.5 | Industrial CHP
16653 | Sappi Cloquet LLC | 50639 | Sappi Cloquet Mill | HGN6 | Conventional Hydroelectric | 0.8 | 0.5 | Industrial CHP
16653 | Sappi Cloquet LLC | 50639 | Sappi Cloquet Mill | HGN7 | Conventional Hydroelectric | 2.8 | 1 | Industrial CHP
16655 | City of Santa Clara - (CA) | 7151 | Stony Gorge | 1 | Conventional Hydroelectric | 2.5 | 2.5 | Electric Utility
16655 | City of Santa Clara - (CA) | 7151 | Stony Gorge | 2 | Conventional Hydroelectric | 2.5 | 2.5 | Electric Utility
16655 | City of Santa Clara - (CA) | 7229 | Black Butte | 1 | Conventional Hydroelectric | 6.1 | 6.1 | Electric Utility
16655 | City of Santa Clara - (CA) | 7231 | Gianera | 1 | Natural Gas Fired Combustion Turbine | 32.3 | 30 | Electric Utility
16655 | City of Santa Clara - (CA) | 7231 | Gianera | 2 | Natural Gas Fired Combustion Turbine | 32.3 | 30 | Electric Utility
16655 | City of Santa Clara - (CA) | 7232 | Santa Clara Cogen | 1 | Natural Gas Fired Combustion Turbine | 3.9 | 3.9 | Electric Utility
16655 | City of Santa Clara - (CA) | 7232 | Santa Clara Cogen | 2 | Natural Gas Fired Combustion Turbine | 3.9 | 3.9 | Electric Utility
16655 | City of Santa Clara - (CA) | 7338 | Grizzly | NA1 | Conventional Hydroelectric | 22 | 23.4 | Electric Utility
16655 | City of Santa Clara - (CA) | 56026 | Donald Von Raesfeld Power Plant | CTG1 | Natural Gas Fired Combined Cycle | 50 | 50 | Electric Utility
16655 | City of Santa Clara - (CA) | 56026 | Donald Von Raesfeld Power Plant | CTG2 | Natural Gas Fired Combined Cycle | 50 | 50 | Electric Utility
16655 | City of Santa Clara - (CA) | 56026 | Donald Von Raesfeld Power Plant | STG | Natural Gas Fired Combined Cycle | 54 | 54 | Electric Utility
16657 | San Jose/Santa Clara Water P C | 56080 | SJ/SC WPCP | E2 | Other Waste Biomass | 0.8 | 0.8 | Commercial CHP
16657 | San Jose/Santa Clara Water P C | 56080 | SJ/SC WPCP | E3 | Other Waste Biomass | 0.8 | 0.8 | Commercial CHP
16657 | San Jose/Santa Clara Water P C | 56080 | SJ/SC WPCP | E5 | Other Waste Biomass | 1.8 | 1.8 | Commercial CHP
16657 | San Jose/Santa Clara Water P C | 56080 | SJ/SC WPCP | EG1 | Natural Gas Internal Combustion Engine | 2.8 | 2.8 | Commercial CHP
16657 | San Jose/Santa Clara Water P C | 56080 | SJ/SC WPCP | EG2 | Natural Gas Internal Combustion Engine | 2.8 | 2.8 | Commercial CHP
16657 | San Jose/Santa Clara Water P C | 56080 | SJ/SC WPCP | EG3 | Natural Gas Internal Combustion Engine | 2.8 | 2.8 | Commercial CHP
16667 | City of Sargent - (NE) | 2300 | Sargent | 1 | Petroleum Liquids | 1.1 | 1.1 | Electric Utility
16667 | City of Sargent - (NE) | 2300 | Sargent | 3 | Petroleum Liquids | 0.9 | 0.9 | Electric Utility
16667 | City of Sargent - (NE) | 2300 | Sargent | 4 | Petroleum Liquids | 0.4 | 0.4 | Electric Utility
16668 | Sabine Cogen LP | 55104 | Sabine Cogen | CTG1 | Natural Gas Fired Combined Cycle | 37.4 | 32.1 | IPP CHP
16668 | Sabine Cogen LP | 55104 | Sabine Cogen | CTG2 | Natural Gas Fired Combined Cycle | 37.4 | 32.6 | IPP CHP
16668 | Sabine Cogen LP | 55104 | Sabine Cogen | STG | Natural Gas Fired Combined Cycle | 31.7 | 22.5 | IPP CHP
16694 | Sauder Woodworking Co | 54974 | Sauder Power Plant | UNT1 | Wood/Wood Waste Biomass | 3.6 | 3.6 | IPP CHP
16694 | Sauder Woodworking Co | 54974 | Sauder Power Plant | UNT2 | Wood/Wood Waste Biomass | 3.6 | 3.6 | IPP CHP
16713 | Santa Fe Irrigation District | 50147 | R E Badger Filtration Plant | 1 | Conventional Hydroelectric | 1.4 | 1 | IPP Non-CHP
16721 | S D Warren Co.- Westbrook | 50447 | S D Warren Westbrook | GEN1 | Conventional Hydroelectric | 0.6 | 0.6 | Industrial CHP
16721 | S D Warren Co.- Westbrook | 50447 | S D Warren Westbrook | GEN2 | Conventional Hydroelectric | 0.6 | 0.6 | Industrial CHP
16721 | S D Warren Co.- Westbrook | 50447 | S D Warren Westbrook | GEN3 | Conventional Hydroelectric | 0.6 | 0.6 | Industrial CHP
16721 | S D Warren Co.- Westbrook | 50447 | S D Warren Westbrook | GEN4 | Conventional Hydroelectric | 0.8 | 0.8 | Industrial CHP
16721 | S D Warren Co.- Westbrook | 50447 | S D Warren Westbrook | GEN5 | Conventional Hydroelectric | 0.8 | 0.8 | Industrial CHP
16721 | S D Warren Co.- Westbrook | 50447 | S D Warren Westbrook | GEN6 | Conventional Hydroelectric | 0.8 | 0.8 | Industrial CHP
16721 | S D Warren Co.- Westbrook | 50447 | S D Warren Westbrook | GEN7 | Conventional Hydroelectric | 0.6 | 0.6 | Industrial CHP
16721 | S D Warren Co.- Westbrook | 50447 | S D Warren Westbrook | GEN9 | Wood/Wood Waste Biomass | 47.5 | 40.5 | Industrial CHP
16721 | S D Warren Co.- Westbrook | 50447 | S D Warren Westbrook | GN10 | Wood/Wood Waste Biomass | 15 | 15.8 | Industrial CHP
16721 | S D Warren Co.- Westbrook | 50447 | S D Warren Westbrook | GN11 | Conventional Hydroelectric | 0.6 | 0.6 | Industrial CHP
16721 | S D Warren Co.- Westbrook | 50447 | S D Warren Westbrook | GN12 | Conventional Hydroelectric | 0.2 | 0.2 | Industrial CHP
16721 | S D Warren Co.- Westbrook | 50447 | S D Warren Westbrook | GN13 | Conventional Hydroelectric | 0.2 | 0.2 | Industrial CHP
16721 | S D Warren Co.- Westbrook | 50447 | S D Warren Westbrook | GN14 | Conventional Hydroelectric | 0.2 | 0.2 | Industrial CHP
16721 | S D Warren Co.- Westbrook | 50447 | S D Warren Westbrook | GN15 | Conventional Hydroelectric | 0.2 | 0.2 | Industrial CHP
16721 | S D Warren Co.- Westbrook | 50447 | S D Warren Westbrook | GN16 | Conventional Hydroelectric | 0.5 | 0.5 | Industrial CHP
16721 | S D Warren Co.- Westbrook | 50447 | S D Warren Westbrook | GN17 | Conventional Hydroelectric | 0.5 | 0.5 | Industrial CHP
16721 | S D Warren Co.- Westbrook | 50447 | S D Warren Westbrook | GN18 | Conventional Hydroelectric | 0.4 | 0.4 | Industrial CHP
16721 | S D Warren Co.- Westbrook | 50447 | S D Warren Westbrook | GN19 | Conventional Hydroelectric | 0.4 | 0.4 | Industrial CHP
16721 | S D Warren Co.- Westbrook | 50447 | S D Warren Westbrook | GN20 | Conventional Hydroelectric | 0.4 | 0.4 | Industrial CHP
16729 | Saranac Power Partners LP | 54574 | Saranac Facility | GEN1 | Natural Gas Fired Combined Cycle | 95.2 | 79.6 | IPP Non-CHP
16729 | Saranac Power Partners LP | 54574 | Saranac Facility | GEN2 | Natural Gas Fired Combined Cycle | 95.2 | 78.9 | IPP Non-CHP
16729 | Saranac Power Partners LP | 54574 | Saranac Facility | GEN3 | Natural Gas Fired Combined Cycle | 95.2 | 86.4 | IPP Non-CHP
16732 | San Jose State University Fclts Dev &Ops | 10548 | San Jose Cogeneration | GEN1 | Natural Gas Fired Combustion Turbine | 6 | 5.6 | Commercial CHP
16764 | City of San Diego | 50492 | Gas Utilization Facility | 1 | Other Waste Biomass | 2.3 | 2.3 | Commercial CHP
16764 | City of San Diego | 50492 | Gas Utilization Facility | 2 | Other Waste Biomass | 2.3 | 2.3 | Commercial CHP
16764 | City of San Diego | 50492 | Gas Utilization Facility | 3 | Conventional Hydroelectric | 1.5 | 1 | Commercial CHP
16793 | Schuylkill Energy Resource Inc | 54634 | St Nicholas Cogen Project | SNCP | Conventional Steam Coal | 99.2 | 86 | IPP CHP
16839 | Seneca Power Partners LP | 54593 | Batavia Power Plant | GEN1 | Natural Gas Fired Combined Cycle | 47.7 | 38.2 | IPP CHP
16839 | Seneca Power Partners LP | 54593 | Batavia Power Plant | GEN2 | Natural Gas Fired Combined Cycle | 18.5 | 15 | IPP CHP
16839 | Seneca Power Partners LP | 54593 | Batavia Power Plant | GEN3 | Petroleum Liquids | 1.1 | 1 | IPP CHP
16864 | Seaside Heights Municipal Utility | 58172 | Seaside Heights Power Plant | UINT3 | Petroleum Liquids | 2 | 2 | Electric Utility
16864 | Seaside Heights Municipal Utility | 58172 | Seaside Heights Power Plant | UNIT1 | Petroleum Liquids | 2 | 2 | Electric Utility
16864 | Seaside Heights Municipal Utility | 58172 | Seaside Heights Power Plant | UNIT2 | Petroleum Liquids | 2 | 2 | Electric Utility
16868 | City of Seattle - (WA) | 622 | South Fork Tolt | 1 | Conventional Hydroelectric | 16.8 | 16.8 | Electric Utility
16868 | City of Seattle - (WA) | 6202 | Ross | 41 | Conventional Hydroelectric | 112.5 | 94.5 | Electric Utility
16868 | City of Seattle - (WA) | 6202 | Ross | 42 | Conventional Hydroelectric | 112.5 | 94.5 | Electric Utility
16868 | City of Seattle - (WA) | 6202 | Ross | 43 | Conventional Hydroelectric | 112.5 | 94.5 | Electric Utility
16868 | City of Seattle - (WA) | 6202 | Ross | 44 | Conventional Hydroelectric | 112.5 | 94.5 | Electric Utility
16868 | City of Seattle - (WA) | 6430 | Cedar Falls (WA) | 5 | Conventional Hydroelectric | 15 | 15 | Electric Utility
16868 | City of Seattle - (WA) | 6430 | Cedar Falls (WA) | 6 | Conventional Hydroelectric | 15 | 15 | Electric Utility
16868 | City of Seattle - (WA) | 6431 | Gorge | 21 | Conventional Hydroelectric | 36.8 | 32 | Electric Utility
16868 | City of Seattle - (WA) | 6431 | Gorge | 22 | Conventional Hydroelectric | 36.8 | 32 | Electric Utility
16868 | City of Seattle - (WA) | 6431 | Gorge | 23 | Conventional Hydroelectric | 36.8 | 32 | Electric Utility
16868 | City of Seattle - (WA) | 6431 | Gorge | 24 | Conventional Hydroelectric | 96.9 | 80 | Electric Utility
16868 | City of Seattle - (WA) | 6432 | Diablo | 31 | Conventional Hydroelectric | 90 | 83 | Electric Utility
16868 | City of Seattle - (WA) | 6432 | Diablo | 32 | Conventional Hydroelectric | 90 | 83 | Electric Utility
16868 | City of Seattle - (WA) | 6432 | Diablo | 35 | Conventional Hydroelectric | 1.2 | 1.2 | Electric Utility
16868 | City of Seattle - (WA) | 6432 | Diablo | 36 | Conventional Hydroelectric | 1.2 | 1.2 | Electric Utility
16868 | City of Seattle - (WA) | 6433 | Boundary | 51 | Conventional Hydroelectric | 158.4 | 158.4 | Electric Utility
16868 | City of Seattle - (WA) | 6433 | Boundary | 52 | Conventional Hydroelectric | 161.5 | 161.5 | Electric Utility
16868 | City of Seattle - (WA) | 6433 | Boundary | 53 | Conventional Hydroelectric | 158.4 | 158.4 | Electric Utility
16868 | City of Seattle - (WA) | 6433 | Boundary | 54 | Conventional Hydroelectric | 161.5 | 161.5 | Electric Utility
16868 | City of Seattle - (WA) | 6433 | Boundary | 55 | Conventional Hydroelectric | 200 | 232 | Electric Utility
16868 | City of Seattle - (WA) | 6433 | Boundary | 56 | Conventional Hydroelectric | 200 | 200 | Electric Utility
16868 | City of Seattle - (WA) | 9842 | Newhalem | 20 | Conventional Hydroelectric | 2.3 | 2.3 | Electric Utility
16873 | City of Sebewaing - (MI) | 1853 | Main Street (MI) | 1 | Natural Gas Internal Combustion Engine | 1 | 0.9 | Electric Utility
16873 | City of Sebewaing - (MI) | 1853 | Main Street (MI) | 2 | Petroleum Liquids | 0.9 | 0.8 | Electric Utility
16873 | City of Sebewaing - (MI) | 1853 | Main Street (MI) | 3 | Natural Gas Internal Combustion Engine | 1.1 | 1.1 | Electric Utility
16873 | City of Sebewaing - (MI) | 1853 | Main Street (MI) | 4 | Natural Gas Internal Combustion Engine | 1.3 | 1.2 | Electric Utility
16873 | City of Sebewaing - (MI) | 1853 | Main Street (MI) | 5 | Natural Gas Internal Combustion Engine | 1.1 | 1 | Electric Utility
16873 | City of Sebewaing - (MI) | 1853 | Main Street (MI) | 6 | Natural Gas Internal Combustion Engine | 0.6 | 0.6 | Electric Utility
16873 | City of Sebewaing - (MI) | 7806 | Pine Street | 1 | Natural Gas Internal Combustion Engine | 1.1 | 1 | Electric Utility
16873 | City of Sebewaing - (MI) | 7806 | Pine Street | 2 | Natural Gas Internal Combustion Engine | 1.1 | 1 | Electric Utility
16873 | City of Sebewaing - (MI) | 7806 | Pine Street | 3 | Petroleum Liquids | 1.1 | 1 | Electric Utility
16873 | City of Sebewaing - (MI) | 7806 | Pine Street | 4 | Petroleum Liquids | 1.1 | 1 | Electric Utility
16873 | City of Sebewaing - (MI) | 7806 | Pine Street | 5 | Natural Gas Internal Combustion Engine | 1.3 | 1.2 | Electric Utility
16873 | City of Sebewaing - (MI) | 7806 | Pine Street | 6 | Natural Gas Internal Combustion Engine | 1.3 | 1.2 | Electric Utility
16899 | SERRF Joint Powers Authority | 50837 | Southeast Resource Recovery | GEN1 | Municipal Solid Waste | 35.6 | 28 | IPP CHP
16909 | Selkirk Cogen Partners LP | 10725 | Selkirk Cogen | GEN1 | Natural Gas Fired Combined Cycle | 95.2 | 76.2 | IPP CHP
16909 | Selkirk Cogen Partners LP | 10725 | Selkirk Cogen | GEN2 | Natural Gas Fired Combined Cycle | 12 |  | IPP CHP
16909 | Selkirk Cogen Partners LP | 10725 | Selkirk Cogen | GEN3 | Natural Gas Fired Combined Cycle | 95.2 | 270.4 | IPP CHP
16909 | Selkirk Cogen Partners LP | 10725 | Selkirk Cogen | GEN4 | Natural Gas Fired Combined Cycle | 95.2 |  | IPP CHP
16909 | Selkirk Cogen Partners LP | 10725 | Selkirk Cogen | GEN5 | Natural Gas Fired Combined Cycle | 148.4 |  | IPP CHP
16921 | City of Seneca - (SC) | 56545 | Seneca City of | PPG1 | Petroleum Liquids | 2 | 1.8 | Electric Utility
16921 | City of Seneca - (SC) | 56545 | Seneca City of | PPG2 | Petroleum Liquids | 2 | 1.8 | Electric Utility
16921 | City of Seneca - (SC) | 56545 | Seneca City of | PPG3 | Petroleum Liquids | 2 | 1.8 | Electric Utility
16921 | City of Seneca - (SC) | 56545 | Seneca City of | WPG1 | Petroleum Liquids | 2 | 1.8 | Electric Utility
16921 | City of Seneca - (SC) | 56545 | Seneca City of | WPG2 | Petroleum Liquids | 2 | 1.8 | Electric Utility
16929 | SEMASS Partnership | 50290 | SEMASS Resource Recovery | GEN1 | Municipal Solid Waste | 64.5 | 53.3 | IPP Non-CHP
16929 | SEMASS Partnership | 50290 | SEMASS Resource Recovery | GEN2 | Municipal Solid Waste | 34 | 26.7 | IPP Non-CHP
16955 | City of Seward - (AK) | 92 | Seward (AK) | 3 | Petroleum Liquids | 2.5 | 2.5 | Electric Utility
16955 | City of Seward - (AK) | 92 | Seward (AK) | 4 | Petroleum Liquids | 2.5 | 2.5 | Electric Utility
16955 | City of Seward - (AK) | 92 | Seward (AK) | 5 | Petroleum Liquids | 2.5 | 2.5 | Electric Utility
16955 | City of Seward - (AK) | 92 | Seward (AK) | 6 | Petroleum Liquids | 2.8 | 2.8 | Electric Utility
16955 | City of Seward - (AK) | 92 | Seward (AK) | N1 | Petroleum Liquids | 2.8 | 2.8 | Electric Utility
16955 | City of Seward - (AK) | 92 | Seward (AK) | N2 | Petroleum Liquids | 2.5 | 2.5 | Electric Utility
16968 | Simplot Phosphates LLC | 54472 | Simplot Phosphates | GEN1 | All Other | 11.5 | 11.5 | Industrial CHP
16988 | City of Sharon Springs - (KS) | 1324 | Sharon Spring | 1 | Natural Gas Internal Combustion Engine | 1 | 0.9 | Electric Utility
16988 | City of Sharon Springs - (KS) | 1324 | Sharon Spring | 2 | Natural Gas Internal Combustion Engine | 1 | 1 | Electric Utility
16988 | City of Sharon Springs - (KS) | 1324 | Sharon Spring | 3 | Natural Gas Internal Combustion Engine | 0.4 | 0.4 | Electric Utility
16988 | City of Sharon Springs - (KS) | 1324 | Sharon Spring | 4 | Natural Gas Internal Combustion Engine | 0.6 | 0.6 | Electric Utility
16990 | Sheep Creek Hydro Inc | 50091 | Sheep Creek Hydro | TB1 | Conventional Hydroelectric | 1.3 | 1.3 | IPP Non-CHP
16990 | Sheep Creek Hydro Inc | 50091 | Sheep Creek Hydro | TB2 | Conventional Hydroelectric | 0.3 | 0.3 | IPP Non-CHP
16997 | Shasta Hydroelectric Inc | 10881 | Roaring Creek Water Power | GEN1 | Conventional Hydroelectric | 2 | 2 | IPP Non-CHP
17035 | City of Shelbina - (MO) | 7405 | Shelbina Power #1 | G1 | Petroleum Liquids | 3 | 3 | Electric Utility
17035 | City of Shelbina - (MO) | 7405 | Shelbina Power #1 | G2 | Petroleum Liquids | 1.6 | 1.6 | Electric Utility
17035 | City of Shelbina - (MO) | 7406 | Shelbina Power #2 | G3 | Petroleum Liquids | 1.6 | 1.6 | Electric Utility
17035 | City of Shelbina - (MO) | 7406 | Shelbina Power #2 | G4 | Petroleum Liquids | 1.6 | 1.6 | Electric Utility
17035 | City of Shelbina - (MO) | 7406 | Shelbina Power #2 | G5 | Petroleum Liquids | 1.6 | 1.6 | Electric Utility
17035 | City of Shelbina - (MO) | 7406 | Shelbina Power #2 | G6 | Petroleum Liquids | 1.8 | 1.8 | Electric Utility
17035 | City of Shelbina - (MO) | 7860 | Shelbina Power #3 | G7 | Petroleum Liquids | 1.8 | 1.8 | Electric Utility
17035 | City of Shelbina - (MO) | 7860 | Shelbina Power #3 | G8 | Petroleum Liquids | 1.8 | 1.8 | Electric Utility
17043 | City of Shelby - (OH) | 2943 | Shelby Municipal Light Plant | IC1 | Petroleum Liquids | 3 | 3 | Electric Utility
17043 | City of Shelby - (OH) | 7828 | Shelby South | 1 | Petroleum Liquids | 1.8 | 1.8 | Electric Utility
17052 | Shell Chemical LP | 54330 | Westhollow Technology Center | 1 | Natural Gas Fired Combustion Turbine | 3.7 | 3.7 | Industrial CHP
17058 | Shell Wind Energy Inc. | 55579 | Llano Estacado Wind Ranch | EXIS | Onshore Wind Turbine | 80 | 80 | IPP Non-CHP
17058 | Shell Wind Energy Inc. | 56011 | Cabazon Wind Partners | V-47 | Onshore Wind Turbine | 41 | 41 | IPP Non-CHP
17058 | Shell Wind Energy Inc. | 56012 | Whitewater Hill Wind Partners | 1 | Onshore Wind Turbine | 61.5 | 61.5 | IPP Non-CHP
17058 | Shell Wind Energy Inc. | 56111 | Brazos Wind Farm | GEN1 | Onshore Wind Turbine | 160 | 160 | IPP Non-CHP
17058 | Shell Wind Energy Inc. | 56495 | NedPower Mount Storm | MS1 | Onshore Wind Turbine | 164 | 164 | IPP Non-CHP
17058 | Shell Wind Energy Inc. | 56495 | NedPower Mount Storm | MS2 | Onshore Wind Turbine | 100 | 100 | IPP Non-CHP
17069 | Shepherd Center | 54813 | Shepherd Center | 1 | Petroleum Liquids | 0.6 | 0.6 | Commercial Non-CHP
17069 | Shepherd Center | 54813 | Shepherd Center | 2 | Petroleum Liquids | 0.6 | 0.6 | Commercial Non-CHP
17069 | Shepherd Center | 54813 | Shepherd Center | 3 | Petroleum Liquids | 0.2 | 0.2 | Commercial Non-CHP
17069 | Shepherd Center | 54813 | Shepherd Center | 4 | Petroleum Liquids | 0.3 | 0.3 | Commercial Non-CHP
17069 | Shepherd Center | 54813 | Shepherd Center | 5 | Petroleum Liquids | 0.6 | 0.6 | Commercial Non-CHP
17069 | Shepherd Center | 54813 | Shepherd Center | 6 | Petroleum Liquids | 0.6 | 0.6 | Commercial Non-CHP
17106 | Sho-Me Power Electric Coop | 2099 | Niangua | 1 | Conventional Hydroelectric | 1.5 | 1.5 | Electric Utility
17106 | Sho-Me Power Electric Coop | 2099 | Niangua | 2 | Conventional Hydroelectric | 1.5 | 1.5 | Electric Utility
17127 | Town of Shrewsbury - (MA) | 6125 | Shrewsbury | 1 | Petroleum Liquids | 2.8 | 2.8 | Electric Utility
17127 | Town of Shrewsbury - (MA) | 6125 | Shrewsbury | 2 | Petroleum Liquids | 2.8 | 2.8 | Electric Utility
17127 | Town of Shrewsbury - (MA) | 6125 | Shrewsbury | 3 | Petroleum Liquids | 2.8 | 2.8 | Electric Utility
17127 | Town of Shrewsbury - (MA) | 6125 | Shrewsbury | 4 | Petroleum Liquids | 2.8 | 2.8 | Electric Utility
17127 | Town of Shrewsbury - (MA) | 6125 | Shrewsbury | 5 | Petroleum Liquids | 2.8 | 2.8 | Electric Utility
17139 | Shell Oil Co-Deer Park | 50304 | Shell Deer Park | GEN1 | All Other | 51 | 45 | Industrial CHP
17139 | Shell Oil Co-Deer Park | 50304 | Shell Deer Park | GEN2 | All Other | 51 | 45 | Industrial CHP
17139 | Shell Oil Co-Deer Park | 50304 | Shell Deer Park | GEN4 | Other Gases | 75 | 70 | Industrial CHP
17139 | Shell Oil Co-Deer Park | 50304 | Shell Deer Park | GEN5 | Other Gases | 75 | 70 | Industrial CHP
17141 | City of Sibley - (IA) | 1184 | Sibley One | 2 | Petroleum Liquids | 2 | 1.9 | Electric Utility
17141 | City of Sibley - (IA) | 1184 | Sibley One | 3 | Petroleum Liquids | 1.2 | 1.1 | Electric Utility
17141 | City of Sibley - (IA) | 1184 | Sibley One | 5 | Petroleum Liquids | 2 | 1.8 | Electric Utility
17141 | City of Sibley - (IA) | 7060 | Sibley No Two | 4 | Petroleum Liquids | 1.1 | 1 | Electric Utility
17145 | Sid Richardson Carbon Ltd | 50067 | Borger Plant | GEN1 | Other Gases | 37.5 | 32 | Industrial CHP
17149 | City of Sidney - (NE) | 2302 | Sidney (NE) | 1 | Natural Gas Internal Combustion Engine | 1.2 | 1 | Electric Utility
17149 | City of Sidney - (NE) | 2302 | Sidney (NE) | 2 | Natural Gas Internal Combustion Engine | 2.2 | 2 | Electric Utility
17149 | City of Sidney - (NE) | 2302 | Sidney (NE) | 3 | Petroleum Liquids | 0.8 | 0.6 | Electric Utility
17149 | City of Sidney - (NE) | 2302 | Sidney (NE) | 4 | Natural Gas Internal Combustion Engine | 1 | 0.8 | Electric Utility
17149 | City of Sidney - (NE) | 2302 | Sidney (NE) | 5 | Natural Gas Internal Combustion Engine | 3.1 | 2.5 | Electric Utility
17150 | Shorock Hydro Inc | 50987 | Rock Creek I | GEN1 | Conventional Hydroelectric | 2.1 | 2 | IPP Non-CHP
17164 | Sierra Pacific Industries Inc | 10144 | Sierra Pacific Lincoln Facility | GEN4 | Wood/Wood Waste Biomass | 19.2 | 17.5 | Industrial CHP
17164 | Sierra Pacific Industries Inc | 50110 | Sierra Pacific Burney Facility | GEN1 | Wood/Wood Waste Biomass | 20 | 18.9 | Industrial CHP
17164 | Sierra Pacific Industries Inc | 50112 | Sierra Pacific Quincy Facility | GEN1 | Wood/Wood Waste Biomass | 20 | 23.3 | Industrial CHP
17164 | Sierra Pacific Industries Inc | 50112 | Sierra Pacific Quincy Facility | GEN2 | Wood/Wood Waste Biomass | 7.5 | 3.2 | Industrial CHP
17164 | Sierra Pacific Industries Inc | 54517 | Sierra Pacific Sonora | GEN2 | Wood/Wood Waste Biomass | 7.5 | 6 | Industrial CHP
17164 | Sierra Pacific Industries Inc | 55049 | Sierra Pacific Anderson Facility | GEN1 | Wood/Wood Waste Biomass | 4 | 3.9 | Industrial CHP
17164 | Sierra Pacific Industries Inc | 55882 | Sierra Pacific Aberdeen | GEN1 | Wood/Wood Waste Biomass | 18 | 17.4 | Industrial CHP
17164 | Sierra Pacific Industries Inc | 56406 | Sierra Pacific Burlington Facility | GEN1 | Wood/Wood Waste Biomass | 28 | 24.6 | Industrial CHP
17166 | Sierra Pacific Power Co | 2330 | Fort Churchill | 1 | Natural Gas Steam Turbine | 115 | 113 | Electric Utility
17166 | Sierra Pacific Power Co | 2330 | Fort Churchill | 2 | Natural Gas Steam Turbine | 115 | 113 | Electric Utility
17166 | Sierra Pacific Power Co | 2336 | Tracy | 10 | Natural Gas Fired Combined Cycle | 312 | 263 | Electric Utility
17166 | Sierra Pacific Power Co | 2336 | Tracy | 3 | Natural Gas Steam Turbine | 119.8 | 108 | Electric Utility
17166 | Sierra Pacific Power Co | 2336 | Tracy | 4 | Natural Gas Fired Combined Cycle | 69.7 | 64 | Electric Utility
17166 | Sierra Pacific Power Co | 2336 | Tracy | 5 | Natural Gas Fired Combined Cycle | 50.2 | 40 | Electric Utility
17166 | Sierra Pacific Power Co | 2336 | Tracy | 8 | Natural Gas Fired Combined Cycle | 155.6 | 145 | Electric Utility
17166 | Sierra Pacific Power Co | 2336 | Tracy | 9 | Natural Gas Fired Combined Cycle | 155.6 | 145 | Electric Utility
17166 | Sierra Pacific Power Co | 2336 | Tracy | GT3 | Natural Gas Fired Combustion Turbine | 85 | 66.3 | Electric Utility
17166 | Sierra Pacific Power Co | 2336 | Tracy | GT4 | Natural Gas Fired Combustion Turbine | 85 | 66.3 | Electric Utility
17166 | Sierra Pacific Power Co | 6510 | Brunswick | 1 | Petroleum Liquids | 2 | 2 | Electric Utility
17166 | Sierra Pacific Power Co | 6510 | Brunswick | 2 | Petroleum Liquids | 2 | 2 | Electric Utility
17166 | Sierra Pacific Power Co | 6510 | Brunswick | 3 | Petroleum Liquids | 2 | 2 | Electric Utility
17166 | Sierra Pacific Power Co | 8224 | North Valmy | 1 | Conventional Steam Coal | 277.2 | 254 | Electric Utility
17166 | Sierra Pacific Power Co | 8224 | North Valmy | 2 | Conventional Steam Coal | 289.8 | 268 | Electric Utility
17177 | City of Sikeston - (MO) | 6768 | Sikeston Power Station | 1 | Conventional Steam Coal | 261 | 233 | Electric Utility
17191 | Simplot Leasing Corp | 50274 | Simplot Leasing Don Plant | GEN1 | All Other | 15.9 | 14.8 | Industrial CHP
17235 | NRG REMA LLC | 2385 | Werner | GT1 | Petroleum Liquids | 53 | 46 | IPP Non-CHP
17235 | NRG REMA LLC | 2385 | Werner | GT2 | Petroleum Liquids | 53 | 46 | IPP Non-CHP
17235 | NRG REMA LLC | 2385 | Werner | GT3 | Petroleum Liquids | 53 | 46 | IPP Non-CHP
17235 | NRG REMA LLC | 2385 | Werner | GT4 | Petroleum Liquids | 53 | 46 | IPP Non-CHP
17235 | NRG REMA LLC | 2390 | Sayreville | GT1 | Petroleum Liquids | 53 | 50 | IPP Non-CHP
17235 | NRG REMA LLC | 2390 | Sayreville | GT2 | Natural Gas Fired Combustion Turbine | 53 | 50 | IPP Non-CHP
17235 | NRG REMA LLC | 2390 | Sayreville | GT3 | Natural Gas Fired Combustion Turbine | 53 | 50 | IPP Non-CHP
17235 | NRG REMA LLC | 2390 | Sayreville | GT4 | Natural Gas Fired Combustion Turbine | 53 | 50 | IPP Non-CHP
17235 | NRG REMA LLC | 2393 | Gilbert | 4 | Natural Gas Fired Combined Cycle | 54 | 47 | IPP Non-CHP
17235 | NRG REMA LLC | 2393 | Gilbert | 5 | Natural Gas Fired Combined Cycle | 54 | 47 | IPP Non-CHP
17235 | NRG REMA LLC | 2393 | Gilbert | 6 | Natural Gas Fired Combined Cycle | 54 | 49 | IPP Non-CHP
17235 | NRG REMA LLC | 2393 | Gilbert | 7 | Natural Gas Fired Combined Cycle | 54 | 47 | IPP Non-CHP
17235 | NRG REMA LLC | 2393 | Gilbert | 8 | Natural Gas Fired Combined Cycle | 135 | 104 | IPP Non-CHP
17235 | NRG REMA LLC | 2393 | Gilbert | 9 | Natural Gas Fired Combustion Turbine | 161 | 150 | IPP Non-CHP
17235 | NRG REMA LLC | 2393 | Gilbert | C1 | Natural Gas Fired Combustion Turbine | 24 | 20 | IPP Non-CHP
17235 | NRG REMA LLC | 2393 | Gilbert | C2 | Natural Gas Fired Combustion Turbine | 24 | 22 | IPP Non-CHP
17235 | NRG REMA LLC | 2393 | Gilbert | C3 | Natural Gas Fired Combustion Turbine | 24 | 22 | IPP Non-CHP
17235 | NRG REMA LLC | 2393 | Gilbert | C4 | Natural Gas Fired Combustion Turbine | 24 | 22 | IPP Non-CHP
17235 | NRG REMA LLC | 3109 | Hamilton (PA) | 1 | Petroleum Liquids | 19.6 | 18 | IPP Non-CHP
17235 | NRG REMA LLC | 3110 | Hunterstown | 1 | Petroleum Liquids | 20 | 18 | IPP Non-CHP
17235 | NRG REMA LLC | 3110 | Hunterstown | 2 | Petroleum Liquids | 20 | 17 | IPP Non-CHP
17235 | NRG REMA LLC | 3110 | Hunterstown | 3 | Petroleum Liquids | 20 | 18 | IPP Non-CHP
17235 | NRG REMA LLC | 3111 | Mountain | 1 | Petroleum Liquids | 27 | 18 | IPP Non-CHP
17235 | NRG REMA LLC | 3111 | Mountain | 2 | Petroleum Liquids | 27 | 18 | IPP Non-CHP
17235 | NRG REMA LLC | 3112 | Orrtanna | 1 | Petroleum Liquids | 27 | 18 | IPP Non-CHP
17235 | NRG REMA LLC | 3113 | Portland (PA) | 1 | Conventional Steam Coal | 172 | 151 | IPP Non-CHP
17235 | NRG REMA LLC | 3113 | Portland (PA) | 2 | Conventional Steam Coal | 255 | 226 | IPP Non-CHP
17235 | NRG REMA LLC | 3113 | Portland (PA) | 3 | Petroleum Liquids | 18 | 13 | IPP Non-CHP
17235 | NRG REMA LLC | 3113 | Portland (PA) | 4 | Petroleum Liquids | 20 | 17 | IPP Non-CHP
17235 | NRG REMA LLC | 3113 | Portland (PA) | 5 | Petroleum Liquids | 156 | 134 | IPP Non-CHP
17235 | NRG REMA LLC | 3114 | Shawnee (PA) | 1 | Petroleum Liquids | 20 | 17 | IPP Non-CHP
17235 | NRG REMA LLC | 3115 | Titus | 4 | Petroleum Liquids | 18 | 13 | IPP Non-CHP
17235 | NRG REMA LLC | 3115 | Titus | 5 | Petroleum Liquids | 18 | 14 | IPP Non-CHP
17235 | NRG REMA LLC | 3116 | Tolna | 1 | Petroleum Liquids | 27 | 18 | IPP Non-CHP
17235 | NRG REMA LLC | 3116 | Tolna | 2 | Petroleum Liquids | 27 | 18 | IPP Non-CHP
17235 | NRG REMA LLC | 3120 | Blossburg | 1 | Natural Gas Fired Combustion Turbine | 24 | 16 | IPP Non-CHP
17235 | NRG REMA LLC | 3131 | Shawville | 1 | Conventional Steam Coal | 125 | 118 | IPP Non-CHP
17235 | NRG REMA LLC | 3131 | Shawville | 2 | Conventional Steam Coal | 125 | 121 | IPP Non-CHP
17235 | NRG REMA LLC | 3131 | Shawville | 3 | Conventional Steam Coal | 188 | 163 | IPP Non-CHP
17235 | NRG REMA LLC | 3131 | Shawville | 4 | Conventional Steam Coal | 188 | 163 | IPP Non-CHP
17235 | NRG REMA LLC | 3131 | Shawville | 5 | Petroleum Liquids | 2 | 2 | IPP Non-CHP
17235 | NRG REMA LLC | 3131 | Shawville | 6 | Petroleum Liquids | 2 | 2 | IPP Non-CHP
17235 | NRG REMA LLC | 3131 | Shawville | 7 | Petroleum Liquids | 2 | 2 | IPP Non-CHP
17235 | NRG REMA LLC | 3132 | Warren | 3 | Petroleum Liquids | 53.1 | 46 | IPP Non-CHP
17235 | NRG REMA LLC | 8227 | Glen Gardner | 1 | Natural Gas Fired Combustion Turbine | 20 | 18 | IPP Non-CHP
17235 | NRG REMA LLC | 8227 | Glen Gardner | 2 | Natural Gas Fired Combustion Turbine | 20 | 18 | IPP Non-CHP
17235 | NRG REMA LLC | 8227 | Glen Gardner | 3 | Natural Gas Fired Combustion Turbine | 19.6 | 18 | IPP Non-CHP
17235 | NRG REMA LLC | 8227 | Glen Gardner | 4 | Natural Gas Fired Combustion Turbine | 20 | 18 | IPP Non-CHP
17235 | NRG REMA LLC | 8227 | Glen Gardner | 5 | Natural Gas Fired Combustion Turbine | 20 | 18 | IPP Non-CHP
17235 | NRG REMA LLC | 8227 | Glen Gardner | 6 | Natural Gas Fired Combustion Turbine | 20 | 18 | IPP Non-CHP
17235 | NRG REMA LLC | 8227 | Glen Gardner | 7 | Natural Gas Fired Combustion Turbine | 20 | 18 | IPP Non-CHP
17235 | NRG REMA LLC | 8227 | Glen Gardner | 8 | Natural Gas Fired Combustion Turbine | 20 | 18 | IPP Non-CHP
17254 | Sithe/Independence LLC | 54547 | Sithe Independence Station | 1 | Natural Gas Fired Combined Cycle | 169.2 | 141.8 | IPP CHP
17254 | Sithe/Independence LLC | 54547 | Sithe Independence Station | 2 | Natural Gas Fired Combined Cycle | 169.2 | 141.8 | IPP CHP
17254 | Sithe/Independence LLC | 54547 | Sithe Independence Station | 3 | Natural Gas Fired Combined Cycle | 169.2 | 141.8 | IPP CHP
17254 | Sithe/Independence LLC | 54547 | Sithe Independence Station | 4 | Natural Gas Fired Combined Cycle | 169.5 | 141.8 | IPP CHP
17254 | Sithe/Independence LLC | 54547 | Sithe Independence Station | 5 | Natural Gas Fired Combined Cycle | 204.5 | 181.6 | IPP CHP
17254 | Sithe/Independence LLC | 54547 | Sithe Independence Station | 6 | Natural Gas Fired Combined Cycle | 204.5 | 181.6 | IPP CHP
17271 | City & Borough of Sitka - (AK) | 93 | Riley#03a | 3 | Conventional Hydroelectric | 5.3 | 5.3 | Electric Utility
17271 | City & Borough of Sitka - (AK) | 93 | Riley#03a | 4 | Conventional Hydroelectric | 5.3 | 5.3 | Electric Utility
17271 | City & Borough of Sitka - (AK) | 93 | Riley#03a | 5 | Conventional Hydroelectric | 5.3 | 5.3 | Electric Utility
17271 | City & Borough of Sitka - (AK) | 313 | Green Lake | 1 | Conventional Hydroelectric | 9.3 | 9.3 | Electric Utility
17271 | City & Borough of Sitka - (AK) | 313 | Green Lake | 2 | Conventional Hydroelectric | 9.3 | 9.3 | Electric Utility
17271 | City & Borough of Sitka - (AK) | 6801 | Jarvis Street | 1 | Petroleum Liquids | 2 | 2 | Electric Utility
17271 | City & Borough of Sitka - (AK) | 6801 | Jarvis Street | 2 | Petroleum Liquids | 2.8 | 2.8 | Electric Utility
17271 | City & Borough of Sitka - (AK) | 6801 | Jarvis Street | 3 | Petroleum Liquids | 2.8 | 2.8 | Electric Utility
17271 | City & Borough of Sitka - (AK) | 6801 | Jarvis Street | 4 | Petroleum Liquids | 4.5 | 4 | Electric Utility
17271 | City & Borough of Sitka - (AK) | 6801 | Jarvis Street | 5 | Petroleum Liquids | 13.5 | 13.5 | Electric Utility
17283 | Seneca Energy II | 54782 | Seneca Energy | GE10 | Landfill Gas | 0.8 | 0.8 | IPP Non-CHP
17283 | Seneca Energy II | 54782 | Seneca Energy | GE11 | Landfill Gas | 0.8 | 0.8 | IPP Non-CHP
17283 | Seneca Energy II | 54782 | Seneca Energy | GE12 | Landfill Gas | 0.8 | 0.8 | IPP Non-CHP
17283 | Seneca Energy II | 54782 | Seneca Energy | GE13 | Landfill Gas | 0.8 | 0.8 | IPP Non-CHP
17283 | Seneca Energy II | 54782 | Seneca Energy | GE14 | Landfill Gas | 0.8 | 0.8 | IPP Non-CHP
17283 | Seneca Energy II | 54782 | Seneca Energy | GE15 | Landfill Gas | 1.6 | 1.6 | IPP Non-CHP
17283 | Seneca Energy II | 54782 | Seneca Energy | GE16 | Landfill Gas | 1.6 | 1.6 | IPP Non-CHP
17283 | Seneca Energy II | 54782 | Seneca Energy | GE17 | Landfill Gas | 1.6 | 1.6 | IPP Non-CHP
17283 | Seneca Energy II | 54782 | Seneca Energy | GE18 | Landfill Gas | 1.6 | 1.6 | IPP Non-CHP
17283 | Seneca Energy II | 54782 | Seneca Energy | GEN1 | Landfill Gas | 0.8 | 0.8 | IPP Non-CHP
17283 | Seneca Energy II | 54782 | Seneca Energy | GEN2 | Landfill Gas | 0.8 | 0.8 | IPP Non-CHP
17283 | Seneca Energy II | 54782 | Seneca Energy | GEN3 | Landfill Gas | 0.8 | 0.8 | IPP Non-CHP
17283 | Seneca Energy II | 54782 | Seneca Energy | GEN4 | Landfill Gas | 0.8 | 0.8 | IPP Non-CHP
17283 | Seneca Energy II | 54782 | Seneca Energy | GEN5 | Landfill Gas | 0.8 | 0.8 | IPP Non-CHP
17283 | Seneca Energy II | 54782 | Seneca Energy | GEN6 | Landfill Gas | 0.8 | 0.8 | IPP Non-CHP
17283 | Seneca Energy II | 54782 | Seneca Energy | GEN7 | Landfill Gas | 0.8 | 0.8 | IPP Non-CHP
17283 | Seneca Energy II | 54782 | Seneca Energy | GEN8 | Landfill Gas | 0.8 | 0.8 | IPP Non-CHP
17283 | Seneca Energy II | 54782 | Seneca Energy | GEN9 | Landfill Gas | 0.8 | 0.8 | IPP Non-CHP
17283 | Seneca Energy II | 56250 | Ontario LFGTE | GEN1 | Landfill Gas | 0.8 | 0.8 | IPP Non-CHP
17283 | Seneca Energy II | 56250 | Ontario LFGTE | GEN10 | Landfill Gas | 1.6 | 1.6 | IPP Non-CHP
17283 | Seneca Energy II | 56250 | Ontario LFGTE | GEN11 | Landfill Gas | 1.6 | 1.6 | IPP Non-CHP
17283 | Seneca Energy II | 56250 | Ontario LFGTE | GEN2 | Landfill Gas | 0.8 | 0.8 | IPP Non-CHP
17283 | Seneca Energy II | 56250 | Ontario LFGTE | GEN3 | Landfill Gas | 0.8 | 0.8 | IPP Non-CHP
17283 | Seneca Energy II | 56250 | Ontario LFGTE | GEN4 | Landfill Gas | 0.8 | 0.8 | IPP Non-CHP
17283 | Seneca Energy II | 56250 | Ontario LFGTE | GEN5 | Landfill Gas | 0.8 | 0.8 | IPP Non-CHP
17283 | Seneca Energy II | 56250 | Ontario LFGTE | GEN6 | Landfill Gas | 0.8 | 0.8 | IPP Non-CHP
17283 | Seneca Energy II | 56250 | Ontario LFGTE | GEN7 | Landfill Gas | 0.8 | 0.8 | IPP Non-CHP
17283 | Seneca Energy II | 56250 | Ontario LFGTE | GEN8 | Landfill Gas | 0.8 | 0.8 | IPP Non-CHP
17283 | Seneca Energy II | 56250 | Ontario LFGTE | GEN9 | Landfill Gas | 1.6 | 1.6 | IPP Non-CHP
17288 | Sky River LLC | 50536 | Sky River LLC | WGNS | Onshore Wind Turbine | 76.9 | 76.9 | IPP Non-CHP
17320 | Sleepy Eye Public Utility Comm | 2011 | Sleepy Eye | 1A | Petroleum Liquids | 1.8 | 1.8 | Electric Utility
17320 | Sleepy Eye Public Utility Comm | 2011 | Sleepy Eye | 5 | Petroleum Liquids | 1.8 | 1.8 | Electric Utility
17320 | Sleepy Eye Public Utility Comm | 2011 | Sleepy Eye | 6 | Petroleum Liquids | 2 | 2 | Electric Utility
17320 | Sleepy Eye Public Utility Comm | 2011 | Sleepy Eye | 7 | Petroleum Liquids | 2 | 2 | Electric Utility
17320 | Sleepy Eye Public Utility Comm | 2011 | Sleepy Eye | IC4 | Petroleum Liquids | 1.8 | 1.8 | Electric Utility
17320 | Sleepy Eye Public Utility Comm | 2011 | Sleepy Eye | NEW | Petroleum Liquids | 2 | 1.8 | Electric Utility
17321 | Slate Creek Hydro Assoc LP | 50961 | Slate Creek | GEN1 | Conventional Hydroelectric | 4.2 | 4 | IPP Non-CHP
17330 | Walter Coke | 50359 | Sloss Industries Corp | 10 | Other Gases | 12.5 | 8.5 | Industrial CHP
17330 | Walter Coke | 50359 | Sloss Industries Corp | 9 | Other Gases | 12.5 | 7.5 | Industrial CHP
17345 | Small Hydro of Texas Inc | 55000 | Small Hydro of Texas | 01 | Conventional Hydroelectric | 0.5 | 0.4 | IPP Non-CHP
17345 | Small Hydro of Texas Inc | 55000 | Small Hydro of Texas | 02 | Conventional Hydroelectric | 0.5 | 0.4 | IPP Non-CHP
17345 | Small Hydro of Texas Inc | 55000 | Small Hydro of Texas | 03 | Conventional Hydroelectric | 0.5 | 0.4 | IPP Non-CHP
17355 | Oklahoma Cogeneration LLC | 50558 | Oklahoma Cogeneration Project | GT01 | Natural Gas Fired Combined Cycle | 72.5 | 67.3 | IPP CHP
17355 | Oklahoma Cogeneration LLC | 50558 | Oklahoma Cogeneration Project | ST01 | Natural Gas Fired Combined Cycle | 49.9 | 44.1 | IPP CHP
17412 | County of Sonoma Dept of Trnsp | 55752 | Sonoma Central Landfill Phase I | P-11 | Landfill Gas | 0.8 | 0.7 | Commercial Non-CHP
17412 | County of Sonoma Dept of Trnsp | 55752 | Sonoma Central Landfill Phase I | P-12 | Landfill Gas | 0.8 | 0.7 | Commercial Non-CHP
17412 | County of Sonoma Dept of Trnsp | 55752 | Sonoma Central Landfill Phase I | P-13 | Landfill Gas | 0.8 | 0.7 | Commercial Non-CHP
17412 | County of Sonoma Dept of Trnsp | 55752 | Sonoma Central Landfill Phase I | P-14 | Landfill Gas | 0.8 | 0.7 | Commercial Non-CHP
17412 | County of Sonoma Dept of Trnsp | 55753 | Sonoma Central Landfill Phase II | P-21 | Landfill Gas | 0.8 | 0.7 | Commercial Non-CHP
17412 | County of Sonoma Dept of Trnsp | 55753 | Sonoma Central Landfill Phase II | P-22 | Landfill Gas | 0.8 | 0.7 | Commercial Non-CHP
17412 | County of Sonoma Dept of Trnsp | 55753 | Sonoma Central Landfill Phase II | P-23 | Landfill Gas | 0.8 | 0.7 | Commercial Non-CHP
17412 | County of Sonoma Dept of Trnsp | 55753 | Sonoma Central Landfill Phase II | P-24 | Landfill Gas | 0.8 | 0.7 | Commercial Non-CHP
17412 | County of Sonoma Dept of Trnsp | 55880 | Sonoma Central Landfill Phase III | P-31 | Landfill Gas | 0.8 | 0.7 | Commercial Non-CHP
17412 | County of Sonoma Dept of Trnsp | 55880 | Sonoma Central Landfill Phase III | P-32 | Landfill Gas | 0.8 | 0.7 | Commercial Non-CHP
17445 | Solid Waste Auth of Palm Beach | 50071 | Palm Beach Renewable Energy Facility#1 | GEN1 | Municipal Solid Waste | 62.3 | 50 | IPP Non-CHP
17449 | Smithfield Farmland Corp. | 54823 | Smithfield Farmland Corp Bladen | GEN1 | Petroleum Liquids | 1.5 | 1.5 | Industrial Non-CHP
17449 | Smithfield Farmland Corp. | 54823 | Smithfield Farmland Corp Bladen | GEN2 | Petroleum Liquids | 1.5 | 1.5 | Industrial Non-CHP
17449 | Smithfield Farmland Corp. | 54823 | Smithfield Farmland Corp Bladen | GEN3 | Petroleum Liquids | 1.5 | 1.5 | Industrial Non-CHP
17449 | Smithfield Farmland Corp. | 54823 | Smithfield Farmland Corp Bladen | GEN4 | Petroleum Liquids | 1.5 | 1.5 | Industrial Non-CHP
17449 | Smithfield Farmland Corp. | 54823 | Smithfield Farmland Corp Bladen | GEN5 | Petroleum Liquids | 1.5 | 1.5 | Industrial Non-CHP
17449 | Smithfield Farmland Corp. | 54823 | Smithfield Farmland Corp Bladen | GEN6 | Petroleum Liquids | 1.5 | 1.5 | Industrial Non-CHP
17449 | Smithfield Farmland Corp. | 54823 | Smithfield Farmland Corp Bladen | GEN7 | Petroleum Liquids | 1.5 | 1.5 | Industrial Non-CHP
17449 | Smithfield Farmland Corp. | 54823 | Smithfield Farmland Corp Bladen | GEN8 | Petroleum Liquids | 1.5 | 1.5 | Industrial Non-CHP
17449 | Smithfield Farmland Corp. | 54823 | Smithfield Farmland Corp Bladen | GEN9 | Petroleum Liquids | 1.5 | 1.5 | Industrial Non-CHP
17449 | Smithfield Farmland Corp. | 54823 | Smithfield Farmland Corp Bladen | GN10 | Petroleum Liquids | 1.5 | 1.5 | Industrial Non-CHP
17449 | Smithfield Farmland Corp. | 54823 | Smithfield Farmland Corp Bladen | GN11 | Petroleum Liquids | 1.5 | 1.5 | Industrial Non-CHP
17449 | Smithfield Farmland Corp. | 54823 | Smithfield Farmland Corp Bladen | GN12 | Petroleum Liquids | 1.5 | 1.5 | Industrial Non-CHP
17449 | Smithfield Farmland Corp. | 54823 | Smithfield Farmland Corp Bladen | GN13 | Petroleum Liquids | 1.5 | 1.5 | Industrial Non-CHP
17449 | Smithfield Farmland Corp. | 54823 | Smithfield Farmland Corp Bladen | GN14 | Petroleum Liquids | 1.5 | 1.5 | Industrial Non-CHP
17449 | Smithfield Farmland Corp. | 54823 | Smithfield Farmland Corp Bladen | GN15 | Petroleum Liquids | 1.5 | 1.5 | Industrial Non-CHP
17449 | Smithfield Farmland Corp. | 54823 | Smithfield Farmland Corp Bladen | GN16 | Petroleum Liquids | 1.5 | 1.5 | Industrial Non-CHP
17449 | Smithfield Farmland Corp. | 54823 | Smithfield Farmland Corp Bladen | GN17 | Petroleum Liquids | 1.5 | 1.5 | Industrial Non-CHP
17449 | Smithfield Farmland Corp. | 54823 | Smithfield Farmland Corp Bladen | GN18 | Petroleum Liquids | 1.5 | 1.5 | Industrial Non-CHP
17449 | Smithfield Farmland Corp. | 54823 | Smithfield Farmland Corp Bladen | GN19 | Petroleum Liquids | 1.5 | 1.5 | Industrial Non-CHP
17460 | South Oak Hospital | 50136 | South Oaks Hospital | CG1 | Natural Gas Internal Combustion Engine | 0.2 | 0.1 | Commercial CHP
17460 | South Oak Hospital | 50136 | South Oaks Hospital | CG2 | Natural Gas Internal Combustion Engine | 0.2 | 0.1 | Commercial CHP
17460 | South Oak Hospital | 50136 | South Oaks Hospital | CG3 | Natural Gas Internal Combustion Engine | 0.2 | 0.1 | Commercial CHP
17460 | South Oak Hospital | 50136 | South Oaks Hospital | CG4 | Natural Gas Internal Combustion Engine | 0.2 | 0.1 | Commercial CHP
17460 | South Oak Hospital | 50136 | South Oaks Hospital | CG5 | Natural Gas Internal Combustion Engine | 0.2 | 0.1 | Commercial CHP
17465 | RockTenn-West Point Mill | 10017 | West Point Mill | GEN8 | Wood/Wood Waste Biomass | 5 | 5 | Industrial CHP
17465 | RockTenn-West Point Mill | 10017 | West Point Mill | GEN9 | Wood/Wood Waste Biomass | 10 | 10 | Industrial CHP
17465 | RockTenn-West Point Mill | 10017 | West Point Mill | GN10 | Wood/Wood Waste Biomass | 25 | 25 | Industrial CHP
17465 | RockTenn-West Point Mill | 10017 | West Point Mill | GN11 | Wood/Wood Waste Biomass | 15 | 15 | Industrial CHP
17465 | RockTenn-West Point Mill | 10017 | West Point Mill | GN12 | Wood/Wood Waste Biomass | 46 | 46 | Industrial CHP
17470 | PUD 1 of Snohomish County | 7588 | H M Jackson | 1 | Conventional Hydroelectric | 47.5 | 41 | Electric Utility
17470 | PUD 1 of Snohomish County | 7588 | H M Jackson | 2 | Conventional Hydroelectric | 47.5 | 41 | Electric Utility
17470 | PUD 1 of Snohomish County | 7588 | H M Jackson | 3 | Conventional Hydroelectric | 8.4 | 7 | Electric Utility
17470 | PUD 1 of Snohomish County | 7588 | H M Jackson | 4 | Conventional Hydroelectric | 8.4 | 7 | Electric Utility
17470 | PUD 1 of Snohomish County | 57763 | Youngs Creek Hydroelectric Project | 1 | Conventional Hydroelectric | 7.5 | 7.9 | Electric Utility
17515 | Somerset Windpower LLC | 55803 | FPL E Somerset Windpower LLC | EW | Onshore Wind Turbine | 9 | 9 | IPP Non-CHP
17539 | South Carolina Electric&Gas Company | 736 | Stevens Creek | 1 | Conventional Hydroelectric | 2.3 | 1.5 | Electric Utility
17539 | South Carolina Electric&Gas Company | 736 | Stevens Creek | 2 | Conventional Hydroelectric | 2.3 | 1.5 | Electric Utility
17539 | South Carolina Electric&Gas Company | 736 | Stevens Creek | 3 | Conventional Hydroelectric | 2.3 | 1.5 | Electric Utility
17539 | South Carolina Electric&Gas Company | 736 | Stevens Creek | 4 | Conventional Hydroelectric | 2.3 | 1.5 | Electric Utility
17539 | South Carolina Electric&Gas Company | 736 | Stevens Creek | 5 | Conventional Hydroelectric | 2.3 | 1.5 | Electric Utility
17539 | South Carolina Electric&Gas Company | 736 | Stevens Creek | 6 | Conventional Hydroelectric | 2.3 | 1.5 | Electric Utility
17539 | South Carolina Electric&Gas Company | 736 | Stevens Creek | 7 | Conventional Hydroelectric | 2.3 | 1.5 | Electric Utility
17539 | South Carolina Electric&Gas Company | 736 | Stevens Creek | 8 | Conventional Hydroelectric | 2.3 | 1.5 | Electric Utility
17539 | South Carolina Electric&Gas Company | 3281 | Coit GT | 1 | Natural Gas Fired Combustion Turbine | 19.6 | 14 | Electric Utility
17539 | South Carolina Electric&Gas Company | 3281 | Coit GT | 2 | Natural Gas Fired Combustion Turbine | 19.6 | 14 | Electric Utility
17539 | South Carolina Electric&Gas Company | 3285 | Hagood | 4 | Natural Gas Fired Combustion Turbine | 122 | 86 | Electric Utility
17539 | South Carolina Electric&Gas Company | 3285 | Hagood | 5 | Natural Gas Fired Combustion Turbine | 32 | 20 | Electric Utility
17539 | South Carolina Electric&Gas Company | 3285 | Hagood | 6 | Natural Gas Fired Combustion Turbine | 32 | 20 | Electric Utility
17539 | South Carolina Electric&Gas Company | 3286 | Hardeeville | 1 | Petroleum Liquids | 16.3 | 9 | Electric Utility
17539 | South Carolina Electric&Gas Company | 3287 | McMeekin | 1 | Conventional Steam Coal | 146.8 | 125 | Electric Utility
17539 | South Carolina Electric&Gas Company | 3287 | McMeekin | 2 | Conventional Steam Coal | 146.8 | 125 | Electric Utility
17539 | South Carolina Electric&Gas Company | 3289 | Neal Shoals | 1 | Conventional Hydroelectric | 1.3 | 1.3 | Electric Utility
17539 | South Carolina Electric&Gas Company | 3289 | Neal Shoals | 2 | Conventional Hydroelectric | 1.3 | 1.3 | Electric Utility
17539 | South Carolina Electric&Gas Company | 3289 | Neal Shoals | 3 | Conventional Hydroelectric | 1.3 | 1.3 | Electric Utility
17539 | South Carolina Electric&Gas Company | 3289 | Neal Shoals | 4 | Conventional Hydroelectric | 1.3 | 1.3 | Electric Utility
17539 | South Carolina Electric&Gas Company | 3290 | Parr Hydro | 1 | Conventional Hydroelectric | 2.4 | 2.5 | Electric Utility
17539 | South Carolina Electric&Gas Company | 3290 | Parr Hydro | 2 | Conventional Hydroelectric | 2.4 | 2.5 | Electric Utility
17539 | South Carolina Electric&Gas Company | 3290 | Parr Hydro | 3 | Conventional Hydroelectric | 2.4 | 2.5 | Electric Utility
17539 | South Carolina Electric&Gas Company | 3290 | Parr Hydro | 4 | Conventional Hydroelectric | 2.4 | 2.5 | Electric Utility
17539 | South Carolina Electric&Gas Company | 3290 | Parr Hydro | 5 | Conventional Hydroelectric | 2.4 | 2.5 | Electric Utility
17539 | South Carolina Electric&Gas Company | 3290 | Parr Hydro | 6 | Conventional Hydroelectric | 2.4 | 2.5 | Electric Utility
17539 | South Carolina Electric&Gas Company | 3291 | Parr GT | GT1 | Natural Gas Fired Combustion Turbine | 17.5 | 15.5 | Electric Utility
17539 | South Carolina Electric&Gas Company | 3291 | Parr GT | GT2 | Natural Gas Fired Combustion Turbine | 17.5 | 15.5 | Electric Utility
17539 | South Carolina Electric&Gas Company | 3291 | Parr GT | GT3 | Natural Gas Fired Combustion Turbine | 19.5 | 19 | Electric Utility
17539 | South Carolina Electric&Gas Company | 3291 | Parr GT | GT4 | Natural Gas Fired Combustion Turbine | 19.5 | 19 | Electric Utility
17539 | South Carolina Electric&Gas Company | 3293 | Saluda Lexington | 1 | Conventional Hydroelectric | 32.5 | 32.5 | Electric Utility
17539 | South Carolina Electric&Gas Company | 3293 | Saluda Lexington | 2 | Conventional Hydroelectric | 32.5 | 32.5 | Electric Utility
17539 | South Carolina Electric&Gas Company | 3293 | Saluda Lexington | 3 | Conventional Hydroelectric | 42.3 | 35 | Electric Utility
17539 | South Carolina Electric&Gas Company | 3293 | Saluda Lexington | 4 | Conventional Hydroelectric | 32.5 | 32.5 | Electric Utility
17539 | South Carolina Electric&Gas Company | 3293 | Saluda Lexington | 5 | Conventional Hydroelectric | 67.5 | 66 | Electric Utility
17539 | South Carolina Electric&Gas Company | 3295 | Urquhart | 1 | Natural Gas Fired Combined Cycle | 75 | 64 | Electric Utility
17539 | South Carolina Electric&Gas Company | 3295 | Urquhart | 2 | Natural Gas Fired Combined Cycle | 75 | 64 | Electric Utility
17539 | South Carolina Electric&Gas Company | 3295 | Urquhart | 3 | Natural Gas Steam Turbine | 100 | 95 | Electric Utility
17539 | South Carolina Electric&Gas Company | 3295 | Urquhart | CT1 | Natural Gas Fired Combined Cycle | 198.9 | 162 | Electric Utility
17539 | South Carolina Electric&Gas Company | 3295 | Urquhart | CT2 | Natural Gas Fired Combined Cycle | 198.9 | 168 | Electric Utility
17539 | South Carolina Electric&Gas Company | 3295 | Urquhart | GT1 | Natural Gas Fired Combustion Turbine | 19.6 | 15 | Electric Utility
17539 | South Carolina Electric&Gas Company | 3295 | Urquhart | GT2 | Natural Gas Fired Combustion Turbine | 16.3 | 14 | Electric Utility
17539 | South Carolina Electric&Gas Company | 3295 | Urquhart | GT3 | Natural Gas Fired Combustion Turbine | 16.3 | 11 | Electric Utility
17539 | South Carolina Electric&Gas Company | 3295 | Urquhart | GT4 | Natural Gas Fired Combustion Turbine | 58.9 | 47 | Electric Utility
17539 | South Carolina Electric&Gas Company | 3297 | Wateree | 1 | Conventional Steam Coal | 385.9 | 342 | Electric Utility
17539 | South Carolina Electric&Gas Company | 3297 | Wateree | 2 | Conventional Steam Coal | 385.9 | 342 | Electric Utility
17539 | South Carolina Electric&Gas Company | 6126 | Fairfield Pumped Storage | 1 | Hydroelectric Pumped Storage | 63.9 | 72 | Electric Utility
17539 | South Carolina Electric&Gas Company | 6126 | Fairfield Pumped Storage | 2 | Hydroelectric Pumped Storage | 63.9 | 72 | Electric Utility
17539 | South Carolina Electric&Gas Company | 6126 | Fairfield Pumped Storage | 3 | Hydroelectric Pumped Storage | 63.9 | 72 | Electric Utility
17539 | South Carolina Electric&Gas Company | 6126 | Fairfield Pumped Storage | 4 | Hydroelectric Pumped Storage | 63.9 | 72 | Electric Utility
17539 | South Carolina Electric&Gas Company | 6126 | Fairfield Pumped Storage | 5 | Hydroelectric Pumped Storage | 63.9 | 72 | Electric Utility
17539 | South Carolina Electric&Gas Company | 6126 | Fairfield Pumped Storage | 6 | Hydroelectric Pumped Storage | 63.9 | 72 | Electric Utility
17539 | South Carolina Electric&Gas Company | 6126 | Fairfield Pumped Storage | 7 | Hydroelectric Pumped Storage | 63.9 | 72 | Electric Utility
17539 | South Carolina Electric&Gas Company | 6126 | Fairfield Pumped Storage | 8 | Hydroelectric Pumped Storage | 63.9 | 72 | Electric Utility
17539 | South Carolina Electric&Gas Company | 6127 | V C Summer | 1 | Nuclear | 1029.6 | 971 | Electric Utility
17539 | South Carolina Electric&Gas Company | 7210 | Cope | ST1 | Conventional Steam Coal | 417.3 | 415 | Electric Utility
17539 | South Carolina Electric&Gas Company | 7737 | Kapstone | 1 | Conventional Steam Coal | 99.2 | 85 | Electric Utility
17539 | South Carolina Electric&Gas Company | 55927 | Jasper | CT1 | Natural Gas Fired Combined Cycle | 198.9 | 158 | Electric Utility
17539 | South Carolina Electric&Gas Company | 55927 | Jasper | CT2 | Natural Gas Fired Combined Cycle | 198.9 | 168 | Electric Utility
17539 | South Carolina Electric&Gas Company | 55927 | Jasper | CT3 | Natural Gas Fired Combined Cycle | 198.9 | 151 | Electric Utility
17539 | South Carolina Electric&Gas Company | 55927 | Jasper | ST1 | Natural Gas Fired Combined Cycle | 405 | 385 | Electric Utility
17543 | South Carolina Public Service Authority | 130 | Cross | 1 | Conventional Steam Coal | 590.9 | 580 | Electric Utility
17543 | South Carolina Public Service Authority | 130 | Cross | 2 | Conventional Steam Coal | 556.2 | 570 | Electric Utility
17543 | South Carolina Public Service Authority | 130 | Cross | 3 | Conventional Steam Coal | 591 | 600 | Electric Utility
17543 | South Carolina Public Service Authority | 130 | Cross | 4 | Conventional Steam Coal | 652 | 600 | Electric Utility
17543 | South Carolina Public Service Authority | 3254 | Buzzard Roost | HC1 | Conventional Hydroelectric | 5 | 2.3 | Electric Utility
17543 | South Carolina Public Service Authority | 3254 | Buzzard Roost | HC2 | Conventional Hydroelectric | 5 | 2.3 | Electric Utility
17543 | South Carolina Public Service Authority | 3254 | Buzzard Roost | HC3 | Conventional Hydroelectric | 5 | 2.3 | Electric Utility
17543 | South Carolina Public Service Authority | 3318 | Hilton Head | 1 | Petroleum Liquids | 26.6 | 19 | Electric Utility
17543 | South Carolina Public Service Authority | 3318 | Hilton Head | 2 | Petroleum Liquids | 26.6 | 19 | Electric Utility
17543 | South Carolina Public Service Authority | 3318 | Hilton Head | 3 | Petroleum Liquids | 64.7 | 52 | Electric Utility
17543 | South Carolina Public Service Authority | 3319 | Jefferies | 1 | Petroleum Liquids | 50 | 42 | Electric Utility
17543 | South Carolina Public Service Authority | 3319 | Jefferies | 2 | Petroleum Liquids | 50 | 42 | Electric Utility
17543 | South Carolina Public Service Authority | 3319 | Jefferies | H1 | Conventional Hydroelectric | 30.6 | 29 | Electric Utility
17543 | South Carolina Public Service Authority | 3319 | Jefferies | H2 | Conventional Hydroelectric | 30.6 | 29 | Electric Utility
17543 | South Carolina Public Service Authority | 3319 | Jefferies | H3 | Conventional Hydroelectric | 30.6 | 29 | Electric Utility
17543 | South Carolina Public Service Authority | 3319 | Jefferies | H4 | Conventional Hydroelectric | 30.6 | 29 | Electric Utility
17543 | South Carolina Public Service Authority | 3319 | Jefferies | H6 | Conventional Hydroelectric | 10.2 | 11 | Electric Utility
17543 | South Carolina Public Service Authority | 3320 | Myrtle Beach | 1 | Petroleum Liquids | 11.5 | 8 | Electric Utility
17543 | South Carolina Public Service Authority | 3320 | Myrtle Beach | 2 | Petroleum Liquids | 11.5 | 8 | Electric Utility
17543 | South Carolina Public Service Authority | 3320 | Myrtle Beach | 3 | Petroleum Liquids | 26.6 | 19 | Electric Utility
17543 | South Carolina Public Service Authority | 3320 | Myrtle Beach | 4 | Petroleum Liquids | 26.6 | 19 | Electric Utility
17543 | South Carolina Public Service Authority | 3320 | Myrtle Beach | 5 | Petroleum Liquids | 35.3 | 21 | Electric Utility
17543 | South Carolina Public Service Authority | 3321 | Spillway | 1 | Conventional Hydroelectric | 2 | 2 | Electric Utility
17543 | South Carolina Public Service Authority | 6249 | Winyah | 1 | Conventional Steam Coal | 315 | 275 | Electric Utility
17543 | South Carolina Public Service Authority | 6249 | Winyah | 2 | Conventional Steam Coal | 315 | 285 | Electric Utility
17543 | South Carolina Public Service Authority | 6249 | Winyah | 3 | Conventional Steam Coal | 315 | 285 | Electric Utility
17543 | South Carolina Public Service Authority | 6249 | Winyah | 4 | Conventional Steam Coal | 315 | 285 | Electric Utility
17543 | South Carolina Public Service Authority | 7834 | John S Rainey | CT1A | Natural Gas Fired Combined Cycle | 165 | 150 | Electric Utility
17543 | South Carolina Public Service Authority | 7834 | John S Rainey | CT1B | Natural Gas Fired Combined Cycle | 165 | 150 | Electric Utility
17543 | South Carolina Public Service Authority | 7834 | John S Rainey | CT2A | Natural Gas Fired Combustion Turbine | 165 | 146 | Electric Utility
17543 | South Carolina Public Service Authority | 7834 | John S Rainey | CT2B | Natural Gas Fired Combustion Turbine | 165 | 146 | Electric Utility
17543 | South Carolina Public Service Authority | 7834 | John S Rainey | CT3A | Natural Gas Fired Combustion Turbine | 84 | 75 | Electric Utility
17543 | South Carolina Public Service Authority | 7834 | John S Rainey | CT3B | Natural Gas Fired Combustion Turbine | 84 | 75 | Electric Utility
17543 | South Carolina Public Service Authority | 7834 | John S Rainey | CT4A | Natural Gas Fired Combustion Turbine | 84 | 75 | Electric Utility
17543 | South Carolina Public Service Authority | 7834 | John S Rainey | ST1S | Natural Gas Fired Combined Cycle | 190 | 160 | Electric Utility
17543 | South Carolina Public Service Authority | 7958 | Horry Land Fill Gas Site | HG1 | Landfill Gas | 1 | 1.1 | Electric Utility
17543 | South Carolina Public Service Authority | 7958 | Horry Land Fill Gas Site | HG2 | Landfill Gas | 1 | 1.1 | Electric Utility
17543 | South Carolina Public Service Authority | 7958 | Horry Land Fill Gas Site | HG3 | Landfill Gas | 1.1 | 1.1 | Electric Utility
17543 | South Carolina Public Service Authority | 56120 | Lee County Landfill | L1 | Landfill Gas | 1.9 | 1.8 | Electric Utility
17543 | South Carolina Public Service Authority | 56120 | Lee County Landfill | L2 | Landfill Gas | 1.9 | 1.8 | Electric Utility
17543 | South Carolina Public Service Authority | 56120 | Lee County Landfill | L3 | Landfill Gas | 1.9 | 1.8 | Electric Utility
17543 | South Carolina Public Service Authority | 56120 | Lee County Landfill | L4 | Landfill Gas | 5.5 | 5.2 | Electric Utility
17543 | South Carolina Public Service Authority | 56121 | Anderson Regional Landfill | A2 | Landfill Gas | 1.6 | 1.5 | Electric Utility
17543 | South Carolina Public Service Authority | 56121 | Anderson Regional Landfill | A3 | Landfill Gas | 1.6 | 1.5 | Electric Utility
17543 | South Carolina Public Service Authority | 56122 | Richland County Landfill | R1 | Landfill Gas | 5.7 | 5.2 | Electric Utility
17543 | South Carolina Public Service Authority | 56122 | Richland County Landfill | R2 | Landfill Gas | 1.6 | 1.5 | Electric Utility
17543 | South Carolina Public Service Authority | 56122 | Richland County Landfill | R3 | Landfill Gas | 1.6 | 1.5 | Electric Utility
17543 | South Carolina Public Service Authority | 56995 | Georgetown LFGTE | G1 | Landfill Gas | 1.1 | 1 | Electric Utility
17543 | South Carolina Public Service Authority | 57945 | Berkeley County Landfill | B1 | Landfill Gas | 1.6 | 1.5 | Electric Utility
17543 | South Carolina Public Service Authority | 57945 | Berkeley County Landfill | B2 | Landfill Gas | 1.6 | 1.5 | Electric Utility
17554 | South Carolina Genertg Co, Inc | 3298 | Williams | 1 | Natural Gas Fired Combustion Turbine | 26.9 | 20 | Electric Utility
17554 | South Carolina Genertg Co, Inc | 3298 | Williams | 2 | Natural Gas Fired Combustion Turbine | 26.9 | 20 | Electric Utility
17554 | South Carolina Genertg Co, Inc | 3298 | Williams | ST1 | Conventional Steam Coal | 632.7 | 605 | Electric Utility
17555 | South Eastern Elec Devt Corp | 55138 | Lee County | UN1 | Natural Gas Fired Combustion Turbine | 51.5 | 50 | IPP Non-CHP
17555 | South Eastern Elec Devt Corp | 55138 | Lee County | UN2 | Natural Gas Fired Combustion Turbine | 51.5 | 50 | IPP Non-CHP
17555 | South Eastern Elec Devt Corp | 56015 | Bainbridge | SEG1 | Petroleum Liquids | 40 | 37 | IPP Non-CHP
17555 | South Eastern Elec Devt Corp | 56015 | Bainbridge | SEGC | Petroleum Liquids | 40 | 37 | IPP Non-CHP
17566 | South Houston Green Power LP | 52132 | Power Station 4 | GEN1 | Natural Gas Fired Combined Cycle | 78.2 | 69 | Industrial CHP
17566 | South Houston Green Power LP | 52132 | Power Station 4 | GEN2 | Natural Gas Fired Combined Cycle | 78.2 | 69 | Industrial CHP
17566 | South Houston Green Power LP | 52132 | Power Station 4 | GEN3 | Natural Gas Fired Combined Cycle | 34.7 | 34 | Industrial CHP
17566 | South Houston Green Power LP | 55470 | Green Power 2 | ST1 | Natural Gas Fired Combined Cycle | 110 | 110 | Industrial CHP
17566 | South Houston Green Power LP | 55470 | Green Power 2 | ST805 | Natural Gas Fired Combined Cycle | 250 | 241.5 | Industrial CHP
17566 | South Houston Green Power LP | 55470 | Green Power 2 | TR1 | Natural Gas Fired Combined Cycle | 167 | 158 | Industrial CHP
17566 | South Houston Green Power LP | 55470 | Green Power 2 | TR2 | Natural Gas Fired Combined Cycle | 167 | 158 | Industrial CHP
17566 | South Houston Green Power LP | 55470 | Green Power 2 | TR3 | Natural Gas Fired Combined Cycle | 167 | 158 | Industrial CHP
17568 | South Mississippi El Pwr Assn | 2068 | Benndale | 1 | Natural Gas Fired Combustion Turbine | 16.2 | 14 | Electric Utility
17568 | South Mississippi El Pwr Assn | 2070 | Moselle | 1 | Natural Gas Fired Combined Cycle | 59 | 59 | Electric Utility
17568 | South Mississippi El Pwr Assn | 2070 | Moselle | 2 | Natural Gas Fired Combined Cycle | 59 | 59 | Electric Utility
17568 | South Mississippi El Pwr Assn | 2070 | Moselle | 3 | Natural Gas Steam Turbine | 59 | 59 | Electric Utility
17568 | South Mississippi El Pwr Assn | 2070 | Moselle | 4 | Natural Gas Fired Combustion Turbine | 83 | 75 | Electric Utility
17568 | South Mississippi El Pwr Assn | 2070 | Moselle | 5 | Natural Gas Fired Combustion Turbine | 83.5 | 75 | Electric Utility
17568 | South Mississippi El Pwr Assn | 2070 | Moselle | GTG1 | Natural Gas Fired Combined Cycle | 83.5 | 75 | Electric Utility
17568 | South Mississippi El Pwr Assn | 2070 | Moselle | GTG2 | Natural Gas Fired Combined Cycle | 83.5 | 75 | Electric Utility
17568 | South Mississippi El Pwr Assn | 2071 | Paulding | 1 | Petroleum Liquids | 20 | 16 | Electric Utility
17568 | South Mississippi El Pwr Assn | 6061 | R D Morrow | 1 | Conventional Steam Coal | 200 | 180 | Electric Utility
17568 | South Mississippi El Pwr Assn | 6061 | R D Morrow | 2 | Conventional Steam Coal | 200 | 180 | Electric Utility
17568 | South Mississippi El Pwr Assn | 7988 | Silver Creek | 1 | Natural Gas Fired Combustion Turbine | 83.5 | 75 | Electric Utility
17568 | South Mississippi El Pwr Assn | 7988 | Silver Creek | 2 | Natural Gas Fired Combustion Turbine | 83.5 | 75 | Electric Utility
17568 | South Mississippi El Pwr Assn | 7988 | Silver Creek | 3 | Natural Gas Fired Combustion Turbine | 83.5 | 75 | Electric Utility
17568 | South Mississippi El Pwr Assn | 7989 | Sylvarena | 1 | Natural Gas Fired Combustion Turbine | 47 | 43 | Electric Utility
17568 | South Mississippi El Pwr Assn | 7989 | Sylvarena | 2 | Natural Gas Fired Combustion Turbine | 47 | 43 | Electric Utility
17568 | South Mississippi El Pwr Assn | 7989 | Sylvarena | 3 | Natural Gas Fired Combustion Turbine | 47 | 43 | Electric Utility
17568 | South Mississippi El Pwr Assn | 55063 | Batesville Generation Facility | CTG1 | Natural Gas Fired Combined Cycle | 184.5 | 176 | Electric Utility
17568 | South Mississippi El Pwr Assn | 55063 | Batesville Generation Facility | CTG2 | Natural Gas Fired Combined Cycle | 184.5 | 176 | Electric Utility
17568 | South Mississippi El Pwr Assn | 55063 | Batesville Generation Facility | CTG3 | Natural Gas Fired Combined Cycle | 184.5 | 176 | Electric Utility
17568 | South Mississippi El Pwr Assn | 55063 | Batesville Generation Facility | STG1 | Natural Gas Fired Combined Cycle | 112.5 | 110 | Electric Utility
17568 | South Mississippi El Pwr Assn | 55063 | Batesville Generation Facility | STG2 | Natural Gas Fired Combined Cycle | 112.5 | 110 | Electric Utility
17568 | South Mississippi El Pwr Assn | 55063 | Batesville Generation Facility | STG3 | Natural Gas Fired Combined Cycle | 112.5 | 110 | Electric Utility
17573 | South San Joaquin Irr District | 57579 | Robert O Schulz Solar Farm | 1 | Solar Photovoltaic | 0.9 | 0.9 | Electric Utility
17573 | South San Joaquin Irr District | 57579 | Robert O Schulz Solar Farm | 2 | Solar Photovoltaic | 0.4 | 0.4 | Electric Utility
17578 | South Orange Co Wastewtr Auth | 10820 | Aliso Water Management Agency | GEN1 | Other Waste Biomass | 0.4 | 0.4 | Commercial CHP
17578 | South Orange Co Wastewtr Auth | 10820 | Aliso Water Management Agency | GEN2 | Other Waste Biomass | 0.4 | 0.4 | Commercial CHP
17578 | South Orange Co Wastewtr Auth | 10820 | Aliso Water Management Agency | GEN3 | Other Waste Biomass | 0.4 | 0.4 | Commercial CHP
17583 | South Texas Electric Coop, Inc | 3630 | Pearsall | 1 | Natural Gas Steam Turbine | 22 | 23 | Electric Utility
17583 | South Texas Electric Coop, Inc | 3630 | Pearsall | 10A | Natural Gas Internal Combustion Engine | 8.4 | 8.4 | Electric Utility
17583 | South Texas Electric Coop, Inc | 3630 | Pearsall | 11A | Natural Gas Internal Combustion Engine | 8.4 | 8.4 | Electric Utility
17583 | South Texas Electric Coop, Inc | 3630 | Pearsall | 12A | Natural Gas Internal Combustion Engine | 8.4 | 8.4 | Electric Utility
17583 | South Texas Electric Coop, Inc | 3630 | Pearsall | 13A | Natural Gas Internal Combustion Engine | 8.4 | 8.4 | Electric Utility
17583 | South Texas Electric Coop, Inc | 3630 | Pearsall | 14A | Natural Gas Internal Combustion Engine | 8.4 | 8.4 | Electric Utility
17583 | South Texas Electric Coop, Inc | 3630 | Pearsall | 15A | Natural Gas Internal Combustion Engine | 8.4 | 8.4 | Electric Utility
17583 | South Texas Electric Coop, Inc | 3630 | Pearsall | 16A | Natural Gas Internal Combustion Engine | 8.4 | 8.4 | Electric Utility
17583 | South Texas Electric Coop, Inc | 3630 | Pearsall | 17A | Natural Gas Internal Combustion Engine | 8.4 | 8.4 | Electric Utility
17583 | South Texas Electric Coop, Inc | 3630 | Pearsall | 18A | Natural Gas Internal Combustion Engine | 8.4 | 8.4 | Electric Utility
17583 | South Texas Electric Coop, Inc | 3630 | Pearsall | 19A | Natural Gas Internal Combustion Engine | 8.4 | 8.4 | Electric Utility
17583 | South Texas Electric Coop, Inc | 3630 | Pearsall | 1A | Natural Gas Internal Combustion Engine | 8.4 | 8.4 | Electric Utility
17583 | South Texas Electric Coop, Inc | 3630 | Pearsall | 2 | Natural Gas Steam Turbine | 22 | 23 | Electric Utility
17583 | South Texas Electric Coop, Inc | 3630 | Pearsall | 20A | Natural Gas Internal Combustion Engine | 8.4 | 8.4 | Electric Utility
17583 | South Texas Electric Coop, Inc | 3630 | Pearsall | 21A | Natural Gas Internal Combustion Engine | 8.4 | 8.4 | Electric Utility
17583 | South Texas Electric Coop, Inc | 3630 | Pearsall | 22A | Natural Gas Internal Combustion Engine | 8.4 | 8.4 | Electric Utility
17583 | South Texas Electric Coop, Inc | 3630 | Pearsall | 23A | Natural Gas Internal Combustion Engine | 8.4 | 8.4 | Electric Utility
17583 | South Texas Electric Coop, Inc | 3630 | Pearsall | 24A | Natural Gas Internal Combustion Engine | 8.4 | 8.4 | Electric Utility
17583 | South Texas Electric Coop, Inc | 3630 | Pearsall | 2A | Natural Gas Internal Combustion Engine | 8.4 | 8.4 | Electric Utility
17583 | South Texas Electric Coop, Inc | 3630 | Pearsall | 3 | Natural Gas Steam Turbine | 22 | 23 | Electric Utility
17583 | South Texas Electric Coop, Inc | 3630 | Pearsall | 3A | Natural Gas Internal Combustion Engine | 8.4 | 8.4 | Electric Utility
17583 | South Texas Electric Coop, Inc | 3630 | Pearsall | 4A | Natural Gas Internal Combustion Engine | 8.4 | 8.4 | Electric Utility
17583 | South Texas Electric Coop, Inc | 3630 | Pearsall | 5A | Natural Gas Internal Combustion Engine | 8.4 | 8.4 | Electric Utility
17583 | South Texas Electric Coop, Inc | 3630 | Pearsall | 6A | Natural Gas Internal Combustion Engine | 8.4 | 8.4 | Electric Utility
17583 | South Texas Electric Coop, Inc | 3630 | Pearsall | 7A | Natural Gas Internal Combustion Engine | 8.4 | 8.4 | Electric Utility
17583 | South Texas Electric Coop, Inc | 3630 | Pearsall | 8A | Natural Gas Internal Combustion Engine | 8.4 | 8.4 | Electric Utility
17583 | South Texas Electric Coop, Inc | 3630 | Pearsall | 9A | Natural Gas Internal Combustion Engine | 8.4 | 8.4 | Electric Utility
17583 | South Texas Electric Coop, Inc | 3631 | Sam Rayburn | 1 | Natural Gas Fired Combustion Turbine | 11.2 | 10.5 | Electric Utility
17583 | South Texas Electric Coop, Inc | 3631 | Sam Rayburn | 10 | Natural Gas Fired Combined Cycle | 42 | 37 | Electric Utility
17583 | South Texas Electric Coop, Inc | 3631 | Sam Rayburn | 2 | Natural Gas Fired Combustion Turbine | 11.2 | 11.5 | Electric Utility
17583 | South Texas Electric Coop, Inc | 3631 | Sam Rayburn | 4 | Petroleum Liquids | 1.6 | 1.6 | Electric Utility
17583 | South Texas Electric Coop, Inc | 3631 | Sam Rayburn | 5 | Petroleum Liquids | 1.6 | 1.6 | Electric Utility
17583 | South Texas Electric Coop, Inc | 3631 | Sam Rayburn | 7 | Natural Gas Fired Combined Cycle | 49.2 | 49 | Electric Utility
17583 | South Texas Electric Coop, Inc | 3631 | Sam Rayburn | 8 | Natural Gas Fired Combined Cycle | 49.2 | 49 | Electric Utility
17583 | South Texas Electric Coop, Inc | 3631 | Sam Rayburn | 9 | Natural Gas Fired Combined Cycle | 49.2 | 48 | Electric Utility
17604 | Southern Minnesota Beet Sugar | 54533 | Southern Minnesota Beet Sugar | 0001 | Conventional Steam Coal | 7.5 | 7.5 | Industrial CHP
17609 | Southern California Edison Co | 104 | J S Eastwood | 1 | Hydroelectric Pumped Storage | 199.8 | 199.8 | Electric Utility
17609 | Southern California Edison Co | 317 | Big Creek 1 | 1 | Conventional Hydroelectric | 19.8 | 19.8 | Electric Utility
17609 | Southern California Edison Co | 317 | Big Creek 1 | 2 | Conventional Hydroelectric | 15.7 | 15.8 | Electric Utility
17609 | Southern California Edison Co | 317 | Big Creek 1 | 3 | Conventional Hydroelectric | 21.6 | 21.6 | Electric Utility
17609 | Southern California Edison Co | 317 | Big Creek 1 | 4 | Conventional Hydroelectric | 31.2 | 31.2 | Electric Utility
17609 | Southern California Edison Co | 318 | Big Creek 2 | 3 | Conventional Hydroelectric | 15.7 | 15.8 | Electric Utility
17609 | Southern California Edison Co | 318 | Big Creek 2 | 4 | Conventional Hydroelectric | 15.7 | 15.8 | Electric Utility
17609 | Southern California Edison Co | 318 | Big Creek 2 | 5 | Conventional Hydroelectric | 17.5 | 17.5 | Electric Utility
17609 | Southern California Edison Co | 318 | Big Creek 2 | 6 | Conventional Hydroelectric | 17.5 | 17.5 | Electric Utility
17609 | Southern California Edison Co | 319 | Big Creek 3 | 1 | Conventional Hydroelectric | 34 | 34 | Electric Utility
17609 | Southern California Edison Co | 319 | Big Creek 3 | 2 | Conventional Hydroelectric | 34 | 34 | Electric Utility
17609 | Southern California Edison Co | 319 | Big Creek 3 | 3 | Conventional Hydroelectric | 34 | 33 | Electric Utility
17609 | Southern California Edison Co | 319 | Big Creek 3 | 4 | Conventional Hydroelectric | 36 | 36 | Electric Utility
17609 | Southern California Edison Co | 319 | Big Creek 3 | 5 | Conventional Hydroelectric | 36.4 | 36.5 | Electric Utility
17609 | Southern California Edison Co | 320 | Big Creek 4 | 1 | Conventional Hydroelectric | 50 | 50 | Electric Utility
17609 | Southern California Edison Co | 320 | Big Creek 4 | 2 | Conventional Hydroelectric | 50 | 50 | Electric Utility
17609 | Southern California Edison Co | 321 | Big Creek 8 | 1 | Conventional Hydroelectric | 30 | 25.8 | Electric Utility
17609 | Southern California Edison Co | 321 | Big Creek 8 | 2 | Conventional Hydroelectric | 45 | 45 | Electric Utility
17609 | Southern California Edison Co | 322 | Big Creek 2A | 1 | Conventional Hydroelectric | 55 | 50 | Electric Utility
17609 | Southern California Edison Co | 322 | Big Creek 2A | 2 | Conventional Hydroelectric | 55 | 50 | Electric Utility
17609 | Southern California Edison Co | 323 | Bishop Creek 2 | 1 | Conventional Hydroelectric | 2.5 | 2.5 | Electric Utility
17609 | Southern California Edison Co | 323 | Bishop Creek 2 | 2 | Conventional Hydroelectric | 2.5 | 2.5 | Electric Utility
17609 | Southern California Edison Co | 323 | Bishop Creek 2 | 3 | Conventional Hydroelectric | 2.3 | 2.3 | Electric Utility
17609 | Southern California Edison Co | 324 | Bishop Creek 3 | 1 | Conventional Hydroelectric | 2.8 | 2.8 | Electric Utility
17609 | Southern California Edison Co | 324 | Bishop Creek 3 | 2 | Conventional Hydroelectric | 2.8 | 2.3 | Electric Utility
17609 | Southern California Edison Co | 324 | Bishop Creek 3 | 3 | Conventional Hydroelectric | 2.8 | 2.8 | Electric Utility
17609 | Southern California Edison Co | 325 | Bishop Creek 4 | 1 | Conventional Hydroelectric | 1 | 1 | Electric Utility
17609 | Southern California Edison Co | 325 | Bishop Creek 4 | 2 | Conventional Hydroelectric | 1 | 1 | Electric Utility
17609 | Southern California Edison Co | 325 | Bishop Creek 4 | 3 | Conventional Hydroelectric | 2 | 2 | Electric Utility
17609 | Southern California Edison Co | 325 | Bishop Creek 4 | 4 | Conventional Hydroelectric | 2.2 | 2 | Electric Utility
17609 | Southern California Edison Co | 325 | Bishop Creek 4 | 5 | Conventional Hydroelectric | 2 | 2 | Electric Utility
17609 | Southern California Edison Co | 326 | Bishop Creek 5 | 1 | Conventional Hydroelectric | 2 | 2 | Electric Utility
17609 | Southern California Edison Co | 326 | Bishop Creek 5 | 2 | Conventional Hydroelectric | 2.5 | 1.8 | Electric Utility
17609 | Southern California Edison Co | 327 | Bishop Creek 6 | 1 | Conventional Hydroelectric | 1.6 | 1.6 | Electric Utility
17609 | Southern California Edison Co | 328 | Borel | 1 | Conventional Hydroelectric | 3 | 2.1 | Electric Utility
17609 | Southern California Edison Co | 328 | Borel | 2 | Conventional Hydroelectric | 3 | 2.5 | Electric Utility
17609 | Southern California Edison Co | 328 | Borel | 3 | Conventional Hydroelectric | 6 | 6 | Electric Utility
17609 | Southern California Edison Co | 332 | Fontana | 1 | Conventional Hydroelectric | 1.5 | 1.4 | Electric Utility
17609 | Southern California Edison Co | 332 | Fontana | 2 | Conventional Hydroelectric | 1.5 | 1.4 | Electric Utility
17609 | Southern California Edison Co | 336 | Kaweah 2 | 2 | Conventional Hydroelectric | 2.3 | 1.8 | Electric Utility
17609 | Southern California Edison Co | 337 | Kaweah 1 | 1 | Conventional Hydroelectric | 2.3 | 2.3 | Electric Utility
17609 | Southern California Edison Co | 338 | Kaweah 3 | 1 | Conventional Hydroelectric | 2.4 | 2.4 | Electric Utility
17609 | Southern California Edison Co | 338 | Kaweah 3 | 2 | Conventional Hydroelectric | 2.4 | 2.1 | Electric Utility
17609 | Southern California Edison Co | 339 | Kern River 3 | 1 | Conventional Hydroelectric | 20.5 | 20.5 | Electric Utility
17609 | Southern California Edison Co | 339 | Kern River 3 | 2 | Conventional Hydroelectric | 19.6 | 19.7 | Electric Utility
17609 | Southern California Edison Co | 340 | Kern River 1 | 1 | Conventional Hydroelectric | 6.6 | 6.6 | Electric Utility
17609 | Southern California Edison Co | 340 | Kern River 1 | 2 | Conventional Hydroelectric | 6.6 | 6.6 | Electric Utility
17609 | Southern California Edison Co | 340 | Kern River 1 | 3 | Conventional Hydroelectric | 6.6 | 6.6 | Electric Utility
17609 | Southern California Edison Co | 340 | Kern River 1 | 4 | Conventional Hydroelectric | 6.6 | 6.6 | Electric Utility
17609 | Southern California Edison Co | 342 | Lundy | 1 | Conventional Hydroelectric | 1.5 | 1.5 | Electric Utility
17609 | Southern California Edison Co | 342 | Lundy | 2 | Conventional Hydroelectric | 1.5 | 1.5 | Electric Utility
17609 | Southern California Edison Co | 344 | Mammoth Pool | 1 | Conventional Hydroelectric | 95 | 80 | Electric Utility
17609 | Southern California Edison Co | 344 | Mammoth Pool | 2 | Conventional Hydroelectric | 95 | 80 | Electric Utility
17609 | Southern California Edison Co | 353 | Poole | 1 | Conventional Hydroelectric | 11.3 | 10.9 | Electric Utility
17609 | Southern California Edison Co | 354 | Portal | 1 | Conventional Hydroelectric | 10.8 | 10.8 | Electric Utility
17609 | Southern California Edison Co | 357 | Rush Creek | 1 | Conventional Hydroelectric | 5.9 | 5.5 | Electric Utility
17609 | Southern California Edison Co | 357 | Rush Creek | 2 | Conventional Hydroelectric | 7.2 | 5.5 | Electric Utility
17609 | Southern California Edison Co | 358 | Mountainview Generating Station | MV3A | Natural Gas Fired Combined Cycle | 164.6 | 149 | Electric Utility
17609 | Southern California Edison Co | 358 | Mountainview Generating Station | MV3B | Natural Gas Fired Combined Cycle | 164.6 | 149 | Electric Utility
17609 | Southern California Edison Co | 358 | Mountainview Generating Station | MV3C | Natural Gas Fired Combined Cycle | 189.2 | 188 | Electric Utility
17609 | Southern California Edison Co | 358 | Mountainview Generating Station | MV4A | Natural Gas Fired Combined Cycle | 164.6 | 149 | Electric Utility
17609 | Southern California Edison Co | 358 | Mountainview Generating Station | MV4B | Natural Gas Fired Combined Cycle | 164.6 | 149 | Electric Utility
17609 | Southern California Edison Co | 358 | Mountainview Generating Station | MV4C | Natural Gas Fired Combined Cycle | 189.2 | 188 | Electric Utility
17609 | Southern California Edison Co | 361 | Santa Ana 1 | 1 | Conventional Hydroelectric | 0.8 | 0.8 | Electric Utility
17609 | Southern California Edison Co | 361 | Santa Ana 1 | 2 | Conventional Hydroelectric | 0.8 | 0.8 | Electric Utility
17609 | Southern California Edison Co | 361 | Santa Ana 1 | 3 | Conventional Hydroelectric | 0.8 | 0.8 | Electric Utility
17609 | Southern California Edison Co | 361 | Santa Ana 1 | 4 | Conventional Hydroelectric | 0.8 | 0.8 | Electric Utility
17609 | Southern California Edison Co | 363 | Santa Ana 3 | 1 | Conventional Hydroelectric | 3.1 | 3.1 | Electric Utility
17609 | Southern California Edison Co | 365 | Lower Tule River | 1 | Conventional Hydroelectric | 1.3 | 1.3 | Electric Utility
17609 | Southern California Edison Co | 365 | Lower Tule River | 2 | Conventional Hydroelectric | 1.3 | 1.3 | Electric Utility
17609 | Southern California Edison Co | 6704 | Pebbly Beach | 10 | Petroleum Liquids | 1.1 | 1.1 | Electric Utility
17609 | Southern California Edison Co | 6704 | Pebbly Beach | 12 | Petroleum Liquids | 1.5 | 1.5 | Electric Utility
17609 | Southern California Edison Co | 6704 | Pebbly Beach | 14 | Petroleum Liquids | 1.4 | 1.4 | Electric Utility
17609 | Southern California Edison Co | 6704 | Pebbly Beach | 15 | Petroleum Liquids | 2.8 | 2.8 | Electric Utility
17609 | Southern California Edison Co | 6704 | Pebbly Beach | 7 | Petroleum Liquids | 1 | 1 | Electric Utility
17609 | Southern California Edison Co | 6704 | Pebbly Beach | 8 | Petroleum Liquids | 1.5 | 1.5 | Electric Utility
17609 | Southern California Edison Co | 6704 | Pebbly Beach | MT01 | Petroleum Liquids | 0.1 | 0.1 | Electric Utility
17609 | Southern California Edison Co | 6704 | Pebbly Beach | MT02 | Petroleum Liquids | 0.1 | 0.1 | Electric Utility
17609 | Southern California Edison Co | 6704 | Pebbly Beach | MT03 | Petroleum Liquids | 0.1 | 0.1 | Electric Utility
17609 | Southern California Edison Co | 6704 | Pebbly Beach | MT04 | Petroleum Liquids | 0.1 | 0.1 | Electric Utility
17609 | Southern California Edison Co | 6704 | Pebbly Beach | MT05 | Petroleum Liquids | 0.1 | 0.1 | Electric Utility
17609 | Southern California Edison Co | 6704 | Pebbly Beach | MT06 | Petroleum Liquids | 0.1 | 0.1 | Electric Utility
17609 | Southern California Edison Co | 6704 | Pebbly Beach | MT07 | Petroleum Liquids | 0.1 | 0.1 | Electric Utility
17609 | Southern California Edison Co | 6704 | Pebbly Beach | MT08 | Petroleum Liquids | 0.1 | 0.1 | Electric Utility
17609 | Southern California Edison Co | 6704 | Pebbly Beach | MT09 | Petroleum Liquids | 0.1 | 0.1 | Electric Utility
17609 | Southern California Edison Co | 6704 | Pebbly Beach | MT10 | Petroleum Liquids | 0.1 | 0.1 | Electric Utility
17609 | Southern California Edison Co | 6704 | Pebbly Beach | MT11 | Petroleum Liquids | 0.1 | 0.1 | Electric Utility
17609 | Southern California Edison Co | 6704 | Pebbly Beach | MT14 | Petroleum Liquids | 0.1 | 0.1 | Electric Utility
17609 | Southern California Edison Co | 6704 | Pebbly Beach | MT15 | Petroleum Liquids | 0.1 | 0.1 | Electric Utility
17609 | Southern California Edison Co | 6704 | Pebbly Beach | MT16 | Petroleum Liquids | 0.1 | 0.1 | Electric Utility
17609 | Southern California Edison Co | 6704 | Pebbly Beach | MT17 | Petroleum Liquids | 0.1 | 0.1 | Electric Utility
17609 | Southern California Edison Co | 6704 | Pebbly Beach | MT18 | Petroleum Liquids | 0.1 | 0.1 | Electric Utility
17609 | Southern California Edison Co | 6704 | Pebbly Beach | MT19 | Petroleum Liquids | 0.1 | 0.1 | Electric Utility
17609 | Southern California Edison Co | 6704 | Pebbly Beach | MT20 | Petroleum Liquids | 0.1 | 0.1 | Electric Utility
17609 | Southern California Edison Co | 6704 | Pebbly Beach | MT21 | Petroleum Liquids | 0.1 | 0.1 | Electric Utility
17609 | Southern California Edison Co | 6704 | Pebbly Beach | MT22 | Petroleum Liquids | 0.1 | 0.1 | Electric Utility
17609 | Southern California Edison Co | 6704 | Pebbly Beach | MT23 | Petroleum Liquids | 0.1 | 0.1 | Electric Utility
17609 | Southern California Edison Co | 6704 | Pebbly Beach | MT24 | Petroleum Liquids | 0.1 | 0.1 | Electric Utility
17609 | Southern California Edison Co | 6704 | Pebbly Beach | MT25 | Petroleum Liquids | 0.1 | 0.1 | Electric Utility
17609 | Southern California Edison Co | 7147 | Mill Creek 3 | 3 | Conventional Hydroelectric | 1 | 1 | Electric Utility
17609 | Southern California Edison Co | 7147 | Mill Creek 3 | 4 | Conventional Hydroelectric | 1 | 1 | Electric Utility
17609 | Southern California Edison Co | 7147 | Mill Creek 3 | 5 | Conventional Hydroelectric | 1 | 1 | Electric Utility
17609 | Southern California Edison Co | 56471 | McGrath Peaker | 1 | Natural Gas Fired Combustion Turbine | 49.8 | 46 | Electric Utility
17609 | Southern California Edison Co | 56472 | Grapeland Peaker | 1 | Natural Gas Fired Combustion Turbine | 49.8 | 49 | Electric Utility
17609 | Southern California Edison Co | 56473 | Mira Loma Peaker | 1 | Natural Gas Fired Combustion Turbine | 49.8 | 49 | Electric Utility
17609 | Southern California Edison Co | 56474 | Barre Peaker | 1 | Natural Gas Fired Combustion Turbine | 49.8 | 49 | Electric Utility
17609 | Southern California Edison Co | 56475 | Center Peaker | 1 | Natural Gas Fired Combustion Turbine | 49.8 | 49 | Electric Utility
17609 | Southern California Edison Co | 56996 | Solar Photovoltaic Project #02 | S1A | Solar Photovoltaic | 0.5 | 0.5 | Electric Utility
17609 | Southern California Edison Co | 56996 | Solar Photovoltaic Project #02 | S1B | Solar Photovoltaic | 0.5 | 0.5 | Electric Utility
17609 | Southern California Edison Co | 57217 | Solar Photovoltaic Project #03 | S003A | Solar Photovoltaic | 0.5 | 0.5 | Electric Utility
17609 | Southern California Edison Co | 57217 | Solar Photovoltaic Project #03 | S003B | Solar Photovoltaic | 0.5 | 0.5 | Electric Utility
17609 | Southern California Edison Co | 57219 | Solar Photovoltaic Project #05 | S005A | Solar Photovoltaic | 0.5 | 0.5 | Electric Utility
17609 | Southern California Edison Co | 57219 | Solar Photovoltaic Project #05 | S005B | Solar Photovoltaic | 0.5 | 0.5 | Electric Utility
17609 | Southern California Edison Co | 57219 | Solar Photovoltaic Project #05 | S005C | Solar Photovoltaic | 0.5 | 0.5 | Electric Utility
17609 | Southern California Edison Co | 57219 | Solar Photovoltaic Project #05 | S005D | Solar Photovoltaic | 0.5 | 0.5 | Electric Utility
17609 | Southern California Edison Co | 57219 | Solar Photovoltaic Project #05 | S005E | Solar Photovoltaic | 0.5 | 0.5 | Electric Utility
17609 | Southern California Edison Co | 57220 | Solar Photovoltaic Project #06 | S006A | Solar Photovoltaic | 0.5 | 0.5 | Electric Utility
17609 | Southern California Edison Co | 57220 | Solar Photovoltaic Project #06 | S006B | Solar Photovoltaic | 0.5 | 0.5 | Electric Utility
17609 | Southern California Edison Co | 57220 | Solar Photovoltaic Project #06 | S006C | Solar Photovoltaic | 0.5 | 0.5 | Electric Utility
17609 | Southern California Edison Co | 57220 | Solar Photovoltaic Project #06 | S006D | Solar Photovoltaic | 0.5 | 0.5 | Electric Utility
17609 | Southern California Edison Co | 57221 | Solar Photovoltaic Project #07 | S007A | Solar Photovoltaic | 0.5 | 0.5 | Electric Utility
17609 | Southern California Edison Co | 57221 | Solar Photovoltaic Project #07 | S007B | Solar Photovoltaic | 0.5 | 0.5 | Electric Utility
17609 | Southern California Edison Co | 57221 | Solar Photovoltaic Project #07 | S007C | Solar Photovoltaic | 0.5 | 0.5 | Electric Utility
17609 | Southern California Edison Co | 57221 | Solar Photovoltaic Project #07 | S007D | Solar Photovoltaic | 0.5 | 0.5 | Electric Utility
17609 | Southern California Edison Co | 57221 | Solar Photovoltaic Project #07 | S007E | Solar Photovoltaic | 0.5 | 0.5 | Electric Utility
17609 | Southern California Edison Co | 57222 | Solar Photovoltaic Project #08 | S008A | Solar Photovoltaic | 0.5 | 0.5 | Electric Utility
17609 | Southern California Edison Co | 57222 | Solar Photovoltaic Project #08 | S008B | Solar Photovoltaic | 0.5 | 0.5 | Electric Utility
17609 | Southern California Edison Co | 57222 | Solar Photovoltaic Project #08 | S008C | Solar Photovoltaic | 0.5 | 0.5 | Electric Utility
17609 | Southern California Edison Co | 57222 | Solar Photovoltaic Project #08 | S008D | Solar Photovoltaic | 0.5 | 0.5 | Electric Utility
17609 | Southern California Edison Co | 57223 | Solar Photovoltaic Project #09 | S009A | Solar Photovoltaic | 0.5 | 0.5 | Electric Utility
17609 | Southern California Edison Co | 57223 | Solar Photovoltaic Project #09 | S009B | Solar Photovoltaic | 0.5 | 0.5 | Electric Utility
17609 | Southern California Edison Co | 57224 | Solar Photovoltaic Project #10 | S010A | Solar Photovoltaic | 0.5 | 0.5 | Electric Utility
17609 | Southern California Edison Co | 57224 | Solar Photovoltaic Project #10 | S010B | Solar Photovoltaic | 0.5 | 0.5 | Electric Utility
17609 | Southern California Edison Co | 57224 | Solar Photovoltaic Project #10 | S010C | Solar Photovoltaic | 0.5 | 0.5 | Electric Utility
17609 | Southern California Edison Co | 57226 | Solar Photovoltaic Project #12 | S012A | Solar Photovoltaic | 0.5 | 0.5 | Electric Utility
17609 | Southern California Edison Co | 57229 | Solar Photovoltaic Project #15 | S015A | Solar Photovoltaic | 0.5 | 0.5 | Electric Utility
17609 | Southern California Edison Co | 57229 | Solar Photovoltaic Project #15 | S015B | Solar Photovoltaic | 0.5 | 0.5 | Electric Utility
17609 | Southern California Edison Co | 57229 | Solar Photovoltaic Project #15 | S015C | Solar Photovoltaic | 0.5 | 0.5 | Electric Utility
17609 | Southern California Edison Co | 57229 | Solar Photovoltaic Project #15 | S015D | Solar Photovoltaic | 0.5 | 0.5 | Electric Utility
17609 | Southern California Edison Co | 57229 | Solar Photovoltaic Project #15 | S015E | Solar Photovoltaic | 0.5 | 0.5 | Electric Utility
17609 | Southern California Edison Co | 57229 | Solar Photovoltaic Project #15 | S015F | Solar Photovoltaic | 0.5 | 0.5 | Electric Utility
17609 | Southern California Edison Co | 57229 | Solar Photovoltaic Project #15 | S015G | Solar Photovoltaic | 0.5 | 0.5 | Electric Utility
17609 | Southern California Edison Co | 57232 | Solar Photovoltaic Project #18 | S018A | Solar Photovoltaic | 0.5 | 0.5 | Electric Utility
17609 | Southern California Edison Co | 57232 | Solar Photovoltaic Project #18 | S018B | Solar Photovoltaic | 0.5 | 0.5 | Electric Utility
17609 | Southern California Edison Co | 57232 | Solar Photovoltaic Project #18 | S018C | Solar Photovoltaic | 0.5 | 0.5 | Electric Utility
17609 | Southern California Edison Co | 57236 | Solar Photovoltaic Project #23 | S023A | Solar Photovoltaic | 0.5 | 0.5 | Electric Utility
17609 | Southern California Edison Co | 57236 | Solar Photovoltaic Project #23 | S023B | Solar Photovoltaic | 0.5 | 0.5 | Electric Utility
17609 | Southern California Edison Co | 57236 | Solar Photovoltaic Project #23 | S023C | Solar Photovoltaic | 0.5 | 0.5 | Electric Utility
17609 | Southern California Edison Co | 57236 | Solar Photovoltaic Project #23 | S023D | Solar Photovoltaic | 0.5 | 0.5 | Electric Utility
17609 | Southern California Edison Co | 57236 | Solar Photovoltaic Project #23 | S023E | Solar Photovoltaic | 0.5 | 0.5 | Electric Utility
17609 | Southern California Edison Co | 57237 | Solar Photovoltaic Project #22 | S022A | Solar Photovoltaic | 0.5 | 0.5 | Electric Utility
17609 | Southern California Edison Co | 57237 | Solar Photovoltaic Project #22 | S022B | Solar Photovoltaic | 0.5 | 0.5 | Electric Utility
17609 | Southern California Edison Co | 57237 | Solar Photovoltaic Project #22 | S022C | Solar Photovoltaic | 0.5 | 0.5 | Electric Utility
17609 | Southern California Edison Co | 57237 | Solar Photovoltaic Project #22 | S022D | Solar Photovoltaic | 0.5 | 0.5 | Electric Utility
17609 | Southern California Edison Co | 57441 | Solar Photovoltaic Project #42 | S42A | Solar Photovoltaic | 0.5 | 0.5 | Electric Utility
17609 | Southern California Edison Co | 57441 | Solar Photovoltaic Project #42 | S42B | Solar Photovoltaic | 0.5 | 0.5 | Electric Utility
17609 | Southern California Edison Co | 57441 | Solar Photovoltaic Project #42 | S42C | Solar Photovoltaic | 0.5 | 0.5 | Electric Utility
17609 | Southern California Edison Co | 57441 | Solar Photovoltaic Project #42 | S42D | Solar Photovoltaic | 0.5 | 0.5 | Electric Utility
17609 | Southern California Edison Co | 57441 | Solar Photovoltaic Project #42 | S42E | Solar Photovoltaic | 0.5 | 0.5 | Electric Utility
17609 | Southern California Edison Co | 57441 | Solar Photovoltaic Project #42 | S42F | Solar Photovoltaic | 0.5 | 0.5 | Electric Utility
17609 | Southern California Edison Co | 57441 | Solar Photovoltaic Project #42 | S42G | Solar Photovoltaic | 0.5 | 0.5 | Electric Utility
17609 | Southern California Edison Co | 57441 | Solar Photovoltaic Project #42 | S42H | Solar Photovoltaic | 0.5 | 0.5 | Electric Utility
17609 | Southern California Edison Co | 57441 | Solar Photovoltaic Project #42 | S42I | Solar Photovoltaic | 0.5 | 0.5 | Electric Utility
17609 | Southern California Edison Co | 57441 | Solar Photovoltaic Project #42 | S42J | Solar Photovoltaic | 0.5 | 0.5 | Electric Utility
17609 | Southern California Edison Co | 57544 | California State University San Bernardi | FC01 | Other Natural Gas | 1.4 | 1.4 | Electric Utility
17610 | SP Fiber Technologies LLC | 54004 | Dublin Mill | GEN1 | All Other | 45 | 44 | Industrial CHP
17610 | SP Fiber Technologies LLC | 54004 | Dublin Mill | GEN2 | Natural Gas Fired Combustion Turbine | 37.1 | 40 | Industrial CHP
17627 | South Forks Joint Venture | 10296 | South Forks Hydro | GEN1 | Conventional Hydroelectric | 4 | 4 | IPP Non-CHP
17627 | South Forks Joint Venture | 10296 | South Forks Hydro | GEN2 | Conventional Hydroelectric | 4 | 4 | IPP Non-CHP
17632 | Southern Illinois Power Coop | 976 | Marion | 1 | Conventional Steam Coal | 33 | 40 | Electric Utility
17632 | Southern Illinois Power Coop | 976 | Marion | 2 | Conventional Steam Coal | 33 | 40 | Electric Utility
17632 | Southern Illinois Power Coop | 976 | Marion | 3 | Conventional Steam Coal | 33 | 40 | Electric Utility
17632 | Southern Illinois Power Coop | 976 | Marion | 4 | Conventional Steam Coal | 173 | 170 | Electric Utility
17632 | Southern Illinois Power Coop | 976 | Marion | 5 | Natural Gas Fired Combustion Turbine | 75 | 70 | Electric Utility
17632 | Southern Illinois Power Coop | 976 | Marion | 6 | Natural Gas Fired Combustion Turbine | 75 | 70 | Electric Utility
17633 | Southern Indiana Gas & Elec Co | 1011 | Broadway (IN) | 1 | Natural Gas Fired Combustion Turbine | 53.1 | 50 | Electric Utility
17633 | Southern Indiana Gas & Elec Co | 1011 | Broadway (IN) | 2 | Natural Gas Fired Combustion Turbine | 88.8 | 65 | Electric Utility
17633 | Southern Indiana Gas & Elec Co | 1012 | F B Culley | 2 | Conventional Steam Coal | 103.7 | 90 | Electric Utility
17633 | Southern Indiana Gas & Elec Co | 1012 | F B Culley | 3 | Conventional Steam Coal | 265.2 | 270 | Electric Utility
17633 | Southern Indiana Gas & Elec Co | 1013 | Northeast (IN) | 1 | Natural Gas Fired Combustion Turbine | 10.7 | 10 | Electric Utility
17633 | Southern Indiana Gas & Elec Co | 1013 | Northeast (IN) | 2 | Natural Gas Fired Combustion Turbine | 11.5 | 10 | Electric Utility
17633 | Southern Indiana Gas & Elec Co | 6137 | A B Brown | 1 | Conventional Steam Coal | 265.2 | 245 | Electric Utility
17633 | Southern Indiana Gas & Elec Co | 6137 | A B Brown | 2 | Conventional Steam Coal | 265.2 | 245 | Electric Utility
17633 | Southern Indiana Gas & Elec Co | 6137 | A B Brown | 4 | Natural Gas Fired Combustion Turbine | 88.2 | 80 | Electric Utility
17633 | Southern Indiana Gas & Elec Co | 6137 | A B Brown | 5 | Natural Gas Fired Combustion Turbine | 88.2 | 80 | Electric Utility
17633 | Southern Indiana Gas & Elec Co | 58577 | Veolia ES Blackfoot Landfill Facility | BLG1 | Landfill Gas | 1.6 | 1.1 | Electric Utility
17633 | Southern Indiana Gas & Elec Co | 58577 | Veolia ES Blackfoot Landfill Facility | BLG2 | Landfill Gas | 1.6 | 1.1 | Electric Utility
17650 | Southern Power Co | 7709 | Dahlberg | 1 | Natural Gas Fired Combustion Turbine | 91.9 | 74.8 | IPP Non-CHP
17650 | Southern Power Co | 7709 | Dahlberg | 10 | Natural Gas Fired Combustion Turbine | 91.9 | 75.2 | IPP Non-CHP
17650 | Southern Power Co | 7709 | Dahlberg | 2 | Natural Gas Fired Combustion Turbine | 91.9 | 74 | IPP Non-CHP
17650 | Southern Power Co | 7709 | Dahlberg | 3 | Natural Gas Fired Combustion Turbine | 91.9 | 74.7 | IPP Non-CHP
17650 | Southern Power Co | 7709 | Dahlberg | 4 | Natural Gas Fired Combustion Turbine | 91.9 | 75 | IPP Non-CHP
17650 | Southern Power Co | 7709 | Dahlberg | 5 | Natural Gas Fired Combustion Turbine | 91.9 | 74.7 | IPP Non-CHP
17650 | Southern Power Co | 7709 | Dahlberg | 6 | Natural Gas Fired Combustion Turbine | 91.9 | 74.9 | IPP Non-CHP
17650 | Southern Power Co | 7709 | Dahlberg | 7 | Natural Gas Fired Combustion Turbine | 91.9 | 75 | IPP Non-CHP
17650 | Southern Power Co | 7709 | Dahlberg | 8 | Natural Gas Fired Combustion Turbine | 91.9 | 74 | IPP Non-CHP
17650 | Southern Power Co | 7709 | Dahlberg | 9 | Natural Gas Fired Combustion Turbine | 91.9 | 75 | IPP Non-CHP
17650 | Southern Power Co | 7710 | H Allen Franklin Combined Cycle | CT1A | Natural Gas Fired Combined Cycle | 203.1 | 557.1 | IPP Non-CHP
17650 | Southern Power Co | 7710 | H Allen Franklin Combined Cycle | CT1B | Natural Gas Fired Combined Cycle | 203.1 |  | IPP Non-CHP
17650 | Southern Power Co | 7710 | H Allen Franklin Combined Cycle | CT2A | Natural Gas Fired Combined Cycle | 203.1 | 632.3 | IPP Non-CHP
17650 | Southern Power Co | 7710 | H Allen Franklin Combined Cycle | CT2B | Natural Gas Fired Combined Cycle | 203.1 |  | IPP Non-CHP
17650 | Southern Power Co | 7710 | H Allen Franklin Combined Cycle | CT3A | Natural Gas Fired Combined Cycle | 203.1 | 625.6 | IPP Non-CHP
17650 | Southern Power Co | 7710 | H Allen Franklin Combined Cycle | CT3B | Natural Gas Fired Combined Cycle | 203.1 |  | IPP Non-CHP
17650 | Southern Power Co | 7710 | H Allen Franklin Combined Cycle | ST1 | Natural Gas Fired Combined Cycle | 213.3 |  | IPP Non-CHP
17650 | Southern Power Co | 7710 | H Allen Franklin Combined Cycle | ST2 | Natural Gas Fired Combined Cycle | 281.9 |  | IPP Non-CHP
17650 | Southern Power Co | 7710 | H Allen Franklin Combined Cycle | ST3 | Natural Gas Fired Combined Cycle | 281.9 |  | IPP Non-CHP
17650 | Southern Power Co | 7826 | Rowan | 001 | Natural Gas Fired Combustion Turbine | 199.4 | 154 | IPP Non-CHP
17650 | Southern Power Co | 7826 | Rowan | 002 | Natural Gas Fired Combustion Turbine | 199.4 | 154 | IPP Non-CHP
17650 | Southern Power Co | 7826 | Rowan | 003 | Natural Gas Fired Combustion Turbine | 199.4 | 154 | IPP Non-CHP
17650 | Southern Power Co | 7826 | Rowan | 4 | Natural Gas Fired Combined Cycle | 199.4 | 462.6 | IPP Non-CHP
17650 | Southern Power Co | 7826 | Rowan | 5 | Natural Gas Fired Combined Cycle | 199.4 |  | IPP Non-CHP
17650 | Southern Power Co | 7826 | Rowan | STG | Natural Gas Fired Combined Cycle | 195 |  | IPP Non-CHP
17650 | Southern Power Co | 7897 | E B Harris Electric Generating Plant | CT1A | Natural Gas Fired Combined Cycle | 185 | 638.2 | IPP Non-CHP
17650 | Southern Power Co | 7897 | E B Harris Electric Generating Plant | CT1B | Natural Gas Fired Combined Cycle | 185 |  | IPP Non-CHP
17650 | Southern Power Co | 7897 | E B Harris Electric Generating Plant | CT2A | Natural Gas Fired Combined Cycle | 185 | 630.5 | IPP Non-CHP
17650 | Southern Power Co | 7897 | E B Harris Electric Generating Plant | CT2B | Natural Gas Fired Combined Cycle | 185 |  | IPP Non-CHP
17650 | Southern Power Co | 7897 | E B Harris Electric Generating Plant | ST1 | Natural Gas Fired Combined Cycle | 282 |  | IPP Non-CHP
17650 | Southern Power Co | 7897 | E B Harris Electric Generating Plant | ST2 | Natural Gas Fired Combined Cycle | 282 |  | IPP Non-CHP
17650 | Southern Power Co | 55267 | Edward L. Addison Generating Plant | 712 | Natural Gas Fired Combustion Turbine | 175.3 | 151.7 | IPP Non-CHP
17650 | Southern Power Co | 55267 | Edward L. Addison Generating Plant | 713 | Natural Gas Fired Combustion Turbine | 175.3 | 152.1 | IPP Non-CHP
17650 | Southern Power Co | 55267 | Edward L. Addison Generating Plant | 714 | Natural Gas Fired Combustion Turbine | 175.3 | 149.5 | IPP Non-CHP
17650 | Southern Power Co | 55267 | Edward L. Addison Generating Plant | 715 | Natural Gas Fired Combustion Turbine | 175.3 | 145.5 | IPP Non-CHP
17650 | Southern Power Co | 55286 | Oleander Power Project LP | OG1 | Natural Gas Fired Combustion Turbine | 198.9 | 163.8 | IPP Non-CHP
17650 | Southern Power Co | 55286 | Oleander Power Project LP | OG2 | Natural Gas Fired Combustion Turbine | 198.9 | 155.4 | IPP Non-CHP
17650 | Southern Power Co | 55286 | Oleander Power Project LP | OG3 | Natural Gas Fired Combustion Turbine | 198.9 | 155.1 | IPP Non-CHP
17650 | Southern Power Co | 55286 | Oleander Power Project LP | OG4 | Natural Gas Fired Combustion Turbine | 198.9 | 155.7 | IPP Non-CHP
17650 | Southern Power Co | 55286 | Oleander Power Project LP | OG5 | Natural Gas Fired Combustion Turbine | 198.8 | 160.2 | IPP Non-CHP
17650 | Southern Power Co | 55708 | Nacogdoches Power | STG4 | Wood/Wood Waste Biomass | 114 | 100 | IPP Non-CHP
17650 | Southern Power Co | 55821 | Curtis H Stanton Energy Center | A | Natural Gas Fired Combined Cycle | 203.2 | 656.9 | IPP Non-CHP
17650 | Southern Power Co | 55821 | Curtis H Stanton Energy Center | B | Natural Gas Fired Combined Cycle | 203.2 |  | IPP Non-CHP
17650 | Southern Power Co | 55821 | Curtis H Stanton Energy Center | C | Natural Gas Fired Combined Cycle | 281.9 |  | IPP Non-CHP
17650 | Southern Power Co | 55965 | Wansley Combined Cycle | CT6A | Natural Gas Fired Combined Cycle | 203.1 | 567.6 | IPP Non-CHP
17650 | Southern Power Co | 55965 | Wansley Combined Cycle | CT6B | Natural Gas Fired Combined Cycle | 203.1 |  | IPP Non-CHP
17650 | Southern Power Co | 55965 | Wansley Combined Cycle | CT7A | Natural Gas Fired Combined Cycle | 203.1 | 575.5 | IPP Non-CHP
17650 | Southern Power Co | 55965 | Wansley Combined Cycle | CT7B | Natural Gas Fired Combined Cycle | 203.1 |  | IPP Non-CHP
17650 | Southern Power Co | 55965 | Wansley Combined Cycle | ST6 | Natural Gas Fired Combined Cycle | 213.3 |  | IPP Non-CHP
17650 | Southern Power Co | 55965 | Wansley Combined Cycle | ST7 | Natural Gas Fired Combined Cycle | 213.3 |  | IPP Non-CHP
17650 | Southern Power Co | 57029 | Cleveland Cnty Generating Facility | 1 | Natural Gas Fired Combustion Turbine | 184 | 180 | IPP Non-CHP
17650 | Southern Power Co | 57029 | Cleveland Cnty Generating Facility | 2 | Natural Gas Fired Combustion Turbine | 184 | 180 | IPP Non-CHP
17650 | Southern Power Co | 57029 | Cleveland Cnty Generating Facility | 3 | Natural Gas Fired Combustion Turbine | 184 | 180 | IPP Non-CHP
17650 | Southern Power Co | 57029 | Cleveland Cnty Generating Facility | 4 | Natural Gas Fired Combustion Turbine | 184 | 180 | IPP Non-CHP
17650 | Southern Power Co | 57243 | Cimarron Solar Facility | CIM1 | Solar Photovoltaic | 30.6 | 30.6 | IPP Non-CHP
17650 | Southern Power Co | 57651 | FRV Cygnus Solar Project | FRV3 | Solar Photovoltaic | 20 | 20 | IPP Non-CHP
17650 | Southern Power Co | 58467 | Campo Verde Solar | CVS1 | Solar Photovoltaic | 147.4 | 139 | IPP Non-CHP
17650 | Southern Power Co | 58487 | Granville Solar PV Power Project | 1 | Solar Photovoltaic | 2.5 | 2.5 | IPP Non-CHP
17650 | Southern Power Co | 58489 | Apex Solar PV Power Project | 1 | Solar Photovoltaic | 20 | 20 | IPP Non-CHP
17650 | Southern Power Co | 58490 | Spectrum Solar PV Power Project | 1 | Solar Photovoltaic | 30 | 30 | IPP Non-CHP
17650 | Southern Power Co | 58592 | Solar Gen 2 | ALHM | Solar Photovoltaic | 51.7 | 50 | IPP Non-CHP
17650 | Southern Power Co | 58592 | Solar Gen 2 | ARK | Solar Photovoltaic | 51.7 | 50 | IPP Non-CHP
17650 | Southern Power Co | 58592 | Solar Gen 2 | SONR | Solar Photovoltaic | 51.7 | 50 | IPP Non-CHP
17650 | Southern Power Co | 59010 | Macho Springs | MSS1 | Solar Photovoltaic | 52.2 | 50 | IPP Non-CHP
17664 | Spartanburg Commissioners PW | 54675 | Spartanburg Water System | DI2 | Petroleum Liquids | 2 | 2 | Commercial Non-CHP
17664 | Spartanburg Commissioners PW | 54675 | Spartanburg Water System | DI3 | Petroleum Liquids | 1.3 | 1.3 | Commercial Non-CHP
17664 | Spartanburg Commissioners PW | 54675 | Spartanburg Water System | HG1 | Conventional Hydroelectric | 0.5 | 0.5 | Commercial Non-CHP
17664 | Spartanburg Commissioners PW | 54675 | Spartanburg Water System | HG2 | Conventional Hydroelectric | 0.5 | 0.5 | Commercial Non-CHP
17690 | SOWEGA Power LLC | 7768 | Sowega Power | CTG2 | Natural Gas Fired Combustion Turbine | 49.8 | 48.5 | IPP Non-CHP
17690 | SOWEGA Power LLC | 7768 | Sowega Power | CTG3 | Natural Gas Fired Combustion Turbine | 49.8 | 48.5 | IPP Non-CHP
17697 | Southwestern Electric Coop Inc - (IL) | 7842 | Freedom Power Project | CT1 | Natural Gas Fired Combustion Turbine | 71 | 45 | Electric Utility
17698 | Southwestern Electric Power Co | 1416 | Arsenal Hill | 5 | Natural Gas Steam Turbine | 125 | 116 | Electric Utility
17698 | Southwestern Electric Power Co | 1417 | Lieberman | 2 | Natural Gas Steam Turbine | 25 | 26 | Electric Utility
17698 | Southwestern Electric Power Co | 1417 | Lieberman | 3 | Natural Gas Steam Turbine | 114 | 109 | Electric Utility
17698 | Southwestern Electric Power Co | 1417 | Lieberman | 4 | Natural Gas Steam Turbine | 114 | 108 | Electric Utility
17698 | Southwestern Electric Power Co | 3476 | Knox Lee | 2 | Natural Gas Steam Turbine | 38 | 31 | Electric Utility
17698 | Southwestern Electric Power Co | 3476 | Knox Lee | 3 | Natural Gas Steam Turbine | 38 | 25 | Electric Utility
17698 | Southwestern Electric Power Co | 3476 | Knox Lee | 4 | Natural Gas Steam Turbine | 74 | 73 | Electric Utility
17698 | Southwestern Electric Power Co | 3476 | Knox Lee | 5 | Natural Gas Steam Turbine | 351 | 342 | Electric Utility
17698 | Southwestern Electric Power Co | 3477 | Lone Star | 1 | Natural Gas Steam Turbine | 40 | 50 | Electric Utility
17698 | Southwestern Electric Power Co | 3478 | Wilkes | 1 | Natural Gas Steam Turbine | 180 | 174 | Electric Utility
17698 | Southwestern Electric Power Co | 3478 | Wilkes | 2 | Natural Gas Steam Turbine | 351 | 355 | Electric Utility
17698 | Southwestern Electric Power Co | 3478 | Wilkes | 3 | Natural Gas Steam Turbine | 351 | 354 | Electric Utility
17698 | Southwestern Electric Power Co | 6138 | Flint Creek | 1 | Conventional Steam Coal | 558 | 528 | Electric Utility
17698 | Southwestern Electric Power Co | 6139 | Welsh | 1 | Conventional Steam Coal | 558 | 528 | Electric Utility
17698 | Southwestern Electric Power Co | 6139 | Welsh | 2 | Conventional Steam Coal | 558 | 528 | Electric Utility
17698 | Southwestern Electric Power Co | 6139 | Welsh | 3 | Conventional Steam Coal | 558 | 528 | Electric Utility
17698 | Southwestern Electric Power Co | 7902 | Pirkey | 1 | Conventional Steam Coal | 721 | 721 | Electric Utility
17698 | Southwestern Electric Power Co | 56328 | Harry D Mattison Gas Plant | 1 | Natural Gas Fired Combustion Turbine | 86.5 | 75 | Electric Utility
17698 | Southwestern Electric Power Co | 56328 | Harry D Mattison Gas Plant | 2 | Natural Gas Fired Combustion Turbine | 86.5 | 75 | Electric Utility
17698 | Southwestern Electric Power Co | 56328 | Harry D Mattison Gas Plant | 3 | Natural Gas Fired Combustion Turbine | 88 | 72 | Electric Utility
17698 | Southwestern Electric Power Co | 56328 | Harry D Mattison Gas Plant | 4 | Natural Gas Fired Combustion Turbine | 88 | 72 | Electric Utility
17698 | Southwestern Electric Power Co | 56564 | John W Turk Jr Power Plant | 1 | Conventional Steam Coal | 609 | 609 | Electric Utility
17698 | Southwestern Electric Power Co | 56565 | J Lamar Stall Unit | 6A | Natural Gas Fired Combined Cycle | 184 | 160 | Electric Utility
17698 | Southwestern Electric Power Co | 56565 | J Lamar Stall Unit | 6B | Natural Gas Fired Combined Cycle | 184 | 160 | Electric Utility
17698 | Southwestern Electric Power Co | 56565 | J Lamar Stall Unit | 6STG | Natural Gas Fired Combined Cycle | 256 | 187 | Electric Utility
17711 | Solano County | 50985 | Solano County Cogen Plant | 3163 | Natural Gas Internal Combustion Engine | 1 | 1 | Commercial CHP
17711 | Solano County | 50985 | Solano County Cogen Plant | 3164 | Natural Gas Internal Combustion Engine | 0.4 | 0.4 | Commercial CHP
17711 | Solano County | 50985 | Solano County Cogen Plant | 3165 | Natural Gas Internal Combustion Engine | 1.4 | 1.4 | Commercial CHP
17718 | Southwestern Public Service Co | 2446 | Maddox | 1 | Natural Gas Steam Turbine | 113.6 | 112 | Electric Utility
17718 | Southwestern Public Service Co | 2446 | Maddox | 2 | Natural Gas Fired Combustion Turbine | 86.9 | 61 | Electric Utility
17718 | Southwestern Public Service Co | 2446 | Maddox | 3 | Natural Gas Fired Combustion Turbine | 11.5 | 10 | Electric Utility
17718 | Southwestern Public Service Co | 2453 | Carlsbad | 5 | Natural Gas Fired Combustion Turbine | 16.3 | 10 | Electric Utility
17718 | Southwestern Public Service Co | 2454 | Cunningham | 1 | Natural Gas Steam Turbine | 75 | 71 | Electric Utility
17718 | Southwestern Public Service Co | 2454 | Cunningham | 2 | Natural Gas Steam Turbine | 190.4 | 183 | Electric Utility
17718 | Southwestern Public Service Co | 2454 | Cunningham | 3 | Natural Gas Fired Combustion Turbine | 126.9 | 106 | Electric Utility
17718 | Southwestern Public Service Co | 2454 | Cunningham | 4 | Natural Gas Fired Combustion Turbine | 126.9 | 106 | Electric Utility
17718 | Southwestern Public Service Co | 3482 | Jones | 1 | Natural Gas Steam Turbine | 247.5 | 243 | Electric Utility
17718 | Southwestern Public Service Co | 3482 | Jones | 2 | Natural Gas Steam Turbine | 247.5 | 243 | Electric Utility
17718 | Southwestern Public Service Co | 3482 | Jones | 3 | Natural Gas Fired Combustion Turbine | 182.7 | 168 | Electric Utility
17718 | Southwestern Public Service Co | 3482 | Jones | 4 | Natural Gas Fired Combustion Turbine | 182.7 | 170 | Electric Utility
17718 | Southwestern Public Service Co | 3484 | Nichols | 1 | Natural Gas Steam Turbine | 113.6 | 107 | Electric Utility
17718 | Southwestern Public Service Co | 3484 | Nichols | 2 | Natural Gas Steam Turbine | 113.6 | 106 | Electric Utility
17718 | Southwestern Public Service Co | 3484 | Nichols | 3 | Natural Gas Steam Turbine | 247.5 | 244 | Electric Utility
17718 | Southwestern Public Service Co | 3485 | Plant X | 1 | Natural Gas Steam Turbine | 48 | 38 | Electric Utility
17718 | Southwestern Public Service Co | 3485 | Plant X | 2 | Natural Gas Steam Turbine | 98 | 90 | Electric Utility
17718 | Southwestern Public Service Co | 3485 | Plant X | 3 | Natural Gas Steam Turbine | 98 | 93 | Electric Utility
17718 | Southwestern Public Service Co | 3485 | Plant X | 4 | Natural Gas Steam Turbine | 190.4 | 190 | Electric Utility
17718 | Southwestern Public Service Co | 6193 | Harrington | 1 | Conventional Steam Coal | 360 | 339 | Electric Utility
17718 | Southwestern Public Service Co | 6193 | Harrington | 2 | Conventional Steam Coal | 360 | 339 | Electric Utility
17718 | Southwestern Public Service Co | 6193 | Harrington | 3 | Conventional Steam Coal | 360 | 340 | Electric Utility
17718 | Southwestern Public Service Co | 6194 | Tolk | 1 | Conventional Steam Coal | 567.9 | 532 | Electric Utility
17718 | Southwestern Public Service Co | 6194 | Tolk | 2 | Conventional Steam Coal | 567.9 | 535 | Electric Utility
17718 | Southwestern Public Service Co | 58125 | Quay County | 1 | Petroleum Liquids | 27 | 19 | Electric Utility
17725 | Snow Mountain Hydro LLC | 10706 | Burney Creek | GEN1 | Conventional Hydroelectric | 3 | 3 | IPP Non-CHP
17725 | Snow Mountain Hydro LLC | 10707 | Cove Hydroelectric | GEN1 | Conventional Hydroelectric | 5 | 5 | IPP Non-CHP
17725 | Snow Mountain Hydro LLC | 10708 | Lost Creek I | GEN1 | Conventional Hydroelectric | 1.1 | 1.1 | IPP Non-CHP
17725 | Snow Mountain Hydro LLC | 10709 | Ponderosa Bailey Creek | GEN1 | Conventional Hydroelectric | 1.1 | 1.1 | IPP Non-CHP
17727 | Village of Spalding - (NE) | 2303 | Spalding | 1 | Conventional Hydroelectric | 0.1 | 0.1 | Electric Utility
17727 | Village of Spalding - (NE) | 2303 | Spalding | 2 | Conventional Hydroelectric | 0.1 | 0.1 | Electric Utility
17727 | Village of Spalding - (NE) | 2303 | Spalding | 4 | Petroleum Liquids | 0.2 | 0.2 | Electric Utility
17727 | Village of Spalding - (NE) | 2303 | Spalding | 5 | Petroleum Liquids | 0.4 | 0.4 | Electric Utility
17727 | Village of Spalding - (NE) | 2303 | Spalding | 6 | Petroleum Liquids | 1.3 | 1.3 | Electric Utility
17783 | City of Spencer - (IA) | 1186 | Spencer Gas Turbine | GT1 | Petroleum Liquids | 23.8 | 17 | Electric Utility
17795 | CenturyLink Regional HQ | 54882 | CenturyLink Regional HQ | GEN1 | Petroleum Liquids | 1 | 0.6 | Commercial Non-CHP
17795 | CenturyLink Regional HQ | 54882 | CenturyLink Regional HQ | GEN2 | Petroleum Liquids | 1 | 0.6 | Commercial Non-CHP
17824 | Spring Valley Pub Utils Comm | 2013 | Spring Valley | 2 | Petroleum Liquids | 1.1 | 1.1 | Electric Utility
17824 | Spring Valley Pub Utils Comm | 2013 | Spring Valley | 3 | Petroleum Liquids | 2 | 2 | Electric Utility
17824 | Spring Valley Pub Utils Comm | 2013 | Spring Valley | 4 | Petroleum Liquids | 2 | 2 | Electric Utility
17824 | Spring Valley Pub Utils Comm | 2013 | Spring Valley | 5 | Petroleum Liquids | 2 | 2 | Electric Utility
17828 | City of Springfield - (IL) | 963 | Dallman | 1 | Conventional Steam Coal | 90.2 | 73 | Electric Utility
17828 | City of Springfield - (IL) | 963 | Dallman | 2 | Conventional Steam Coal | 90.2 | 65 | Electric Utility
17828 | City of Springfield - (IL) | 963 | Dallman | 3 | Conventional Steam Coal | 207.3 | 188 | Electric Utility
17828 | City of Springfield - (IL) | 963 | Dallman | 4 | Conventional Steam Coal | 230.1 | 208 | Electric Utility
17828 | City of Springfield - (IL) | 964 | Lakeside | D1 | Petroleum Liquids | 1.8 | 1.7 | Electric Utility
17828 | City of Springfield - (IL) | 964 | Lakeside | D2 | Petroleum Liquids | 1.8 | 1.7 | Electric Utility
17828 | City of Springfield - (IL) | 964 | Lakeside | D3 | Petroleum Liquids | 1.8 | 1.7 | Electric Utility
17828 | City of Springfield - (IL) | 965 | Reynolds | 1 | Petroleum Liquids | 17.5 | 14 | Electric Utility
17828 | City of Springfield - (IL) | 7425 | Interstate | 1 | Natural Gas Fired Combustion Turbine | 138.6 | 112 | Electric Utility
17828 | City of Springfield - (IL) | 8016 | Factory | 1 | Petroleum Liquids | 26.6 | 18 | Electric Utility
17833 | City Utilities of Springfield - (MO) | 2161 | James River Power Station | 1 | Conventional Steam Coal | 22 | 21 | Electric Utility
17833 | City Utilities of Springfield - (MO) | 2161 | James River Power Station | 2 | Conventional Steam Coal | 22 | 21 | Electric Utility
17833 | City Utilities of Springfield - (MO) | 2161 | James River Power Station | 3 | Conventional Steam Coal | 44 | 41 | Electric Utility
17833 | City Utilities of Springfield - (MO) | 2161 | James River Power Station | 4 | Conventional Steam Coal | 60 | 56 | Electric Utility
17833 | City Utilities of Springfield - (MO) | 2161 | James River Power Station | 5 | Conventional Steam Coal | 105 | 97 | Electric Utility
17833 | City Utilities of Springfield - (MO) | 2161 | James River Power Station | GT1 | Natural Gas Fired Combustion Turbine | 96 | 75 | Electric Utility
17833 | City Utilities of Springfield - (MO) | 2161 | James River Power Station | GT2 | Natural Gas Fired Combustion Turbine | 101.5 | 80 | Electric Utility
17833 | City Utilities of Springfield - (MO) | 6195 | John Twitty Energy Center | GT1 | Natural Gas Fired Combustion Turbine | 57 | 52 | Electric Utility
17833 | City Utilities of Springfield - (MO) | 6195 | John Twitty Energy Center | GT2 | Natural Gas Fired Combustion Turbine | 52 | 52 | Electric Utility
17833 | City Utilities of Springfield - (MO) | 6195 | John Twitty Energy Center | ST1 | Conventional Steam Coal | 194 | 184 | Electric Utility
17833 | City Utilities of Springfield - (MO) | 6195 | John Twitty Energy Center | ST2 | Conventional Steam Coal | 300 | 275 | Electric Utility
17833 | City Utilities of Springfield - (MO) | 7903 | McCartney | MGS1 | Natural Gas Fired Combustion Turbine | 58.9 | 50 | Electric Utility
17833 | City Utilities of Springfield - (MO) | 7903 | McCartney | MSG2 | Natural Gas Fired Combustion Turbine | 58.9 | 50 | Electric Utility
17833 | City Utilities of Springfield - (MO) | 56404 | Noble Hill Landfill | NHLC | Landfill Gas | 3.2 | 3 | Electric Utility
17834 | City of Springfield - (CO) | 8100 | Springfield (CO) | 1 | Petroleum Liquids | 1.2 | 1.2 | Electric Utility
17834 | City of Springfield - (CO) | 8100 | Springfield (CO) | 2 | Petroleum Liquids | 0.2 | 0.2 | Electric Utility
17834 | City of Springfield - (CO) | 8100 | Springfield (CO) | IC4 | Petroleum Liquids | 0.5 | 0.5 | Electric Utility
17834 | City of Springfield - (CO) | 8100 | Springfield (CO) | IC5 | Petroleum Liquids | 0.8 | 0.8 | Electric Utility
17836 | Springfield Public Utils Comm - (MN) | 2012 | Springfield (MN) | 5 | Petroleum Liquids | 1.8 | 1.8 | Electric Utility
17836 | Springfield Public Utils Comm - (MN) | 2012 | Springfield (MN) | 6 | Petroleum Liquids | 1.8 | 1.8 | Electric Utility
17836 | Springfield Public Utils Comm - (MN) | 2012 | Springfield (MN) | 7 | Petroleum Liquids | 1.8 | 1.8 | Electric Utility
17836 | Springfield Public Utils Comm - (MN) | 2012 | Springfield (MN) | 8 | Petroleum Liquids | 1.8 | 1.8 | Electric Utility
17836 | Springfield Public Utils Comm - (MN) | 2012 | Springfield (MN) | 9 | Petroleum Liquids | 1.8 | 1.7 | Electric Utility
17845 | City of Springville - (UT) | 3688 | Bartholomew | 2 | Conventional Hydroelectric | 1 | 1 | Electric Utility
17845 | City of Springville - (UT) | 7028 | Whitehead | K1 | Natural Gas Internal Combustion Engine | 7 | 5.9 | Electric Utility
17845 | City of Springville - (UT) | 7028 | Whitehead | K2 | Natural Gas Internal Combustion Engine | 7 | 6 | Electric Utility
17845 | City of Springville - (UT) | 7028 | Whitehead | K3 | Natural Gas Internal Combustion Engine | 7 | 5.9 | Electric Utility
17845 | City of Springville - (UT) | 7028 | Whitehead | K4 | Natural Gas Internal Combustion Engine | 5 | 4 | Electric Utility
17862 | City of St Charles - (MN) | 56100 | St. Charles Power Plant | 1 | Petroleum Liquids | 2.2 | 2 | Electric Utility
17862 | City of St Charles - (MN) | 56100 | St. Charles Power Plant | 2 | Petroleum Liquids | 2.2 | 2 | Electric Utility
17862 | City of St Charles - (MN) | 56100 | St. Charles Power Plant | 3 | Petroleum Liquids | 2.2 | 2 | Electric Utility
17862 | City of St Charles - (MN) | 56100 | St. Charles Power Plant | 4 | Petroleum Liquids | 2.2 | 2 | Electric Utility
17872 | City of St Francis - (KS) | 1321 | St Francis | 2 | Petroleum Liquids | 1.5 | 1.5 | Electric Utility
17872 | City of St Francis - (KS) | 1321 | St Francis | 3 | Petroleum Liquids | 0.8 | 0.8 | Electric Utility
17872 | City of St Francis - (KS) | 1321 | St Francis | 4 | Petroleum Liquids | 2.7 | 2.7 | Electric Utility
17872 | City of St Francis - (KS) | 1321 | St Francis | 5 | Petroleum Liquids | 0.9 | 0.9 | Electric Utility
17874 | City of St George | 7080 | St George Red Rock | 1 | Petroleum Liquids | 7 | 7 | Electric Utility
17874 | City of St George | 7080 | St George Red Rock | 2 | Petroleum Liquids | 7 | 7 | Electric Utility
17874 | City of St George | 7767 | Bloomington Power Plant | 1 | Petroleum Liquids | 1.7 | 1.5 | Electric Utility
17874 | City of St George | 7767 | Bloomington Power Plant | 2 | Petroleum Liquids | 1.7 | 1.5 | Electric Utility
17874 | City of St George | 7767 | Bloomington Power Plant | 3 | Petroleum Liquids | 1.7 | 1.5 | Electric Utility
17874 | City of St George | 7767 | Bloomington Power Plant | 4 | Petroleum Liquids | 1.7 | 1.5 | Electric Utility
17874 | City of St George | 7767 | Bloomington Power Plant | 5 | Petroleum Liquids | 1.7 | 1.5 | Electric Utility
17874 | City of St George | 7767 | Bloomington Power Plant | 6 | Petroleum Liquids | 1.7 | 1.5 | Electric Utility
17874 | City of St George | 56253 | Millcreek Power Generation | MC1 | Natural Gas Fired Combustion Turbine | 40 | 36.8 | Electric Utility
17874 | City of St George | 56253 | Millcreek Power Generation | MC2 | Natural Gas Fired Combustion Turbine | 40 | 36.8 | Electric Utility
17876 | City of St James - (MN) | 1929 | St James | 1 | Petroleum Liquids | 2 | 2 | Electric Utility
17876 | City of St James - (MN) | 1929 | St James | 2 | Petroleum Liquids | 2 | 2 | Electric Utility
17876 | City of St James - (MN) | 1929 | St James | 3 | Petroleum Liquids | 2 | 2 | Electric Utility
17876 | City of St James - (MN) | 1929 | St James | 4 | Petroleum Liquids | 2 | 2 | Electric Utility
17876 | City of St James - (MN) | 1929 | St James | 5 | Petroleum Liquids | 2 | 2 | Electric Utility
17876 | City of St James - (MN) | 1929 | St James | 6 | Petroleum Liquids | 2 | 2 | Electric Utility
17879 | City of St. John - (KS) | 1322 | St John | 2 | Petroleum Liquids | 1.3 | 1.3 | Electric Utility
17879 | City of St. John - (KS) | 1322 | St John | 4 | Petroleum Liquids | 1.7 | 1.7 | Electric Utility
17879 | City of St. John - (KS) | 1322 | St John | 5 | Petroleum Liquids | 2 | 2 | Electric Utility
17886 | City of St Louis - (MI) | 1852 | St Louis | 1 | Petroleum Liquids | 1.3 | 1.3 | Electric Utility
17886 | City of St Louis - (MI) | 1852 | St Louis | 2 | Petroleum Liquids | 0.6 | 0.6 | Electric Utility
17886 | City of St Louis - (MI) | 1852 | St Louis | 3 | Petroleum Liquids | 0.9 | 0.9 | Electric Utility
17886 | City of St Louis - (MI) | 1852 | St Louis | 5 | Conventional Hydroelectric | 0.2 | 0.2 | Electric Utility
17886 | City of St Louis - (MI) | 1852 | St Louis | 6 | Conventional Hydroelectric | 0.2 | 0.2 | Electric Utility
17886 | City of St Louis - (MI) | 1852 | St Louis | 7 | Petroleum Liquids | 1.1 | 1.1 | Electric Utility
17886 | City of St Louis - (MI) | 1852 | St Louis | 8 | Petroleum Liquids | 1.5 | 1.5 | Electric Utility
17886 | City of St Louis - (MI) | 1852 | St Louis | 9 | Petroleum Liquids | 1.3 | 1.1 | Electric Utility
17887 | St Joseph's Hospital | 54534 | St Josephs Hospital | 0001 | Natural Gas Internal Combustion Engine | 1.7 | 1.6 | Commercial CHP
17891 | City of St Marys - (OH) | 2942 | St Marys | 7 | Petroleum Liquids | 14 | 12 | Electric Utility
17891 | City of St Marys - (OH) | 2942 | St Marys | GT1 | Natural Gas Fired Combustion Turbine | 11 | 10.4 | Electric Utility
17897 | St Mary's Hospital | 54262 | Saint Marys Hospital Power Plant | 1 | Natural Gas Fired Combined Cycle | 4.7 | 4.5 | Commercial CHP
17897 | St Mary's Hospital | 54262 | Saint Marys Hospital Power Plant | 4 | Natural Gas Fired Combined Cycle | 3 | 2.7 | Commercial CHP
17897 | St Mary's Hospital | 54262 | Saint Marys Hospital Power Plant | 5 | Petroleum Liquids | 2.5 | 2.5 | Commercial CHP
17897 | St Mary's Hospital | 54262 | Saint Marys Hospital Power Plant | 6 | Natural Gas Internal Combustion Engine | 2.7 | 2.7 | Commercial CHP
17897 | St Mary's Hospital | 54262 | Saint Marys Hospital Power Plant | 7 | Petroleum Liquids | 2.5 | 2.5 | Commercial CHP
17902 | Somersworth Hydro Company, Inc. | 50704 | Somersworth Lower Great Dam | GEN1 | Conventional Hydroelectric | 1.3 | 1.2 | IPP Non-CHP
17924 | City of Stafford - (KS) | 1325 | Stafford | 2 | Petroleum Liquids | 0.9 | 0.9 | Electric Utility
17924 | City of Stafford - (KS) | 1325 | Stafford | 3 | Petroleum Liquids | 0.8 | 0.8 | Electric Utility
17924 | City of Stafford - (KS) | 1325 | Stafford | 4 | Petroleum Liquids | 1.4 | 1.4 | Electric Utility
17924 | City of Stafford - (KS) | 1325 | Stafford | 5 | Petroleum Liquids | 1.1 | 1.1 | Electric Utility
17946 | City of Stanberry - (MO) | 8110 | Stanberry | 1 | Natural Gas Internal Combustion Engine | 1.1 | 1.1 | Electric Utility
17946 | City of Stanberry - (MO) | 8110 | Stanberry | 2 | Natural Gas Internal Combustion Engine | 1.1 | 1.1 | Electric Utility
17946 | City of Stanberry - (MO) | 8110 | Stanberry | IC5 | Petroleum Liquids | 0.3 | 0.3 | Electric Utility
17946 | City of Stanberry - (MO) | 8110 | Stanberry | IC6 | Natural Gas Internal Combustion Engine | 1.8 | 1.8 | Electric Utility
17976 | STS HydroPower Ltd-Ada Dam | 50433 | Ada Dam | ADA1 | Conventional Hydroelectric | 1.4 | 1.4 | IPP Non-CHP
18000 | State of Rhode Island | 50621 | Central Power Plant | GEN3 | Petroleum Liquids | 2 | 2 | Commercial CHP
18000 | State of Rhode Island | 50621 | Central Power Plant | GEN4 | Petroleum Liquids | 2 | 2 | Commercial CHP
18000 | State of Rhode Island | 50621 | Central Power Plant | GEN5 | Petroleum Liquids | 3 | 2.8 | Commercial CHP
18000 | State of Rhode Island | 50621 | Central Power Plant | GEN6 | Petroleum Liquids | 3 | 2.8 | Commercial CHP
18014 | City of State Center - (IA) | 1187 | State Center | 1 | Petroleum Liquids | 0.6 | 0.6 | Electric Utility
18014 | City of State Center - (IA) | 1187 | State Center | 2 | Petroleum Liquids | 0.6 | 0.6 | Electric Utility
18014 | City of State Center - (IA) | 1187 | State Center | 3 | Petroleum Liquids | 1.3 | 1.3 | Electric Utility
18014 | City of State Center - (IA) | 1187 | State Center | 4 | Petroleum Liquids | 1.3 | 1.3 | Electric Utility
18014 | City of State Center - (IA) | 1187 | State Center | 6 | Natural Gas Internal Combustion Engine | 2.5 | 2.5 | Electric Utility
18016 | State Farm Mutual Auto Ins Co | 55274 | State Farm Support Center East | 2A | Petroleum Liquids | 1.8 | 1.8 | Commercial Non-CHP
18016 | State Farm Mutual Auto Ins Co | 55274 | State Farm Support Center East | 2B | Petroleum Liquids | 1.8 | 1.8 | Commercial Non-CHP
18016 | State Farm Mutual Auto Ins Co | 55274 | State Farm Support Center East | 3A | Petroleum Liquids | 1.8 | 1.8 | Commercial Non-CHP
18016 | State Farm Mutual Auto Ins Co | 55274 | State Farm Support Center East | 3B | Petroleum Liquids | 1.8 | 1.8 | Commercial Non-CHP
18016 | State Farm Mutual Auto Ins Co | 55274 | State Farm Support Center East | 4A | Petroleum Liquids | 1.8 | 1.8 | Commercial Non-CHP
18016 | State Farm Mutual Auto Ins Co | 55274 | State Farm Support Center East | 4B | Petroleum Liquids | 1.8 | 1.8 | Commercial Non-CHP
18020 | Starrett City Inc | 50743 | Starrett City Cogen Facility | GEN1 | Natural Gas Steam Turbine | 6 | 5.5 | Commercial CHP
18020 | Starrett City Inc | 50743 | Starrett City Cogen Facility | GEN2 | Natural Gas Steam Turbine | 6 | 5.5 | Commercial CHP
18020 | Starrett City Inc | 50743 | Starrett City Cogen Facility | GEN3 | Petroleum Liquids | 2 | 2 | Commercial CHP
18020 | Starrett City Inc | 50743 | Starrett City Cogen Facility | GEN4 | Petroleum Liquids | 2 | 2 | Commercial CHP
18020 | Starrett City Inc | 50743 | Starrett City Cogen Facility | GEN5 | Petroleum Liquids | 2 | 2 | Commercial CHP
18028 | State of Wisconsin | 54406 | Capitol Heat and Power | P31 | Petroleum Liquids | 1 | 1 | Commercial Non-CHP
18028 | State of Wisconsin | 54406 | Capitol Heat and Power | P32 | Petroleum Liquids | 1 | 1 | Commercial Non-CHP
18028 | State of Wisconsin | 54407 | Waupun Correctional Central Heating Plt | 1 | Conventional Steam Coal | 1 | 0.2 | Commercial CHP
18028 | State of Wisconsin | 54407 | Waupun Correctional Central Heating Plt | 2 | Conventional Steam Coal | 1 | 0.5 | Commercial CHP
18028 | State of Wisconsin | 54407 | Waupun Correctional Central Heating Plt | 3 | Petroleum Liquids | 0.8 | 0.8 | Commercial CHP
18028 | State of Wisconsin | 54407 | Waupun Correctional Central Heating Plt | 4 | Petroleum Liquids | 1.5 | 1.5 | Commercial CHP
18028 | State of Wisconsin | 54408 | UW Madison Charter Street Plant | 1 | Natural Gas Steam Turbine | 9.7 | 5.5 | Commercial CHP
18028 | State of Wisconsin | 54408 | UW Madison Charter Street Plant | 3 | Petroleum Liquids | 1.3 | 1.3 | Commercial CHP
18031 | Steamboat Development Corp | 54665 | Steamboat II | T201 | Geothermal | 9.1 | 5.4 | IPP Non-CHP
18031 | Steamboat Development Corp | 54665 | Steamboat II | T202 | Geothermal | 9.1 | 5.4 | IPP Non-CHP
18031 | Steamboat Development Corp | 54666 | Steamboat III | T301 | Geothermal | 9.1 | 5.4 | IPP Non-CHP
18031 | Steamboat Development Corp | 54666 | Steamboat III | T302 | Geothermal | 9.1 | 5.4 | IPP Non-CHP
18050 | State Farm Mutual Auto Ins Co | 55390 | State Farm Insur Support Center Central | 2A | Petroleum Liquids | 1.8 | 1.8 | Commercial Non-CHP
18050 | State Farm Mutual Auto Ins Co | 55390 | State Farm Insur Support Center Central | 2B | Petroleum Liquids | 1.8 | 1.8 | Commercial Non-CHP
18050 | State Farm Mutual Auto Ins Co | 55390 | State Farm Insur Support Center Central | 3A | Petroleum Liquids | 1.8 | 1.8 | Commercial Non-CHP
18050 | State Farm Mutual Auto Ins Co | 55390 | State Farm Insur Support Center Central | 3B | Petroleum Liquids | 1.8 | 1.8 | Commercial Non-CHP
18050 | State Farm Mutual Auto Ins Co | 55390 | State Farm Insur Support Center Central | 4A | Petroleum Liquids | 1.8 | 1.8 | Commercial Non-CHP
18050 | State Farm Mutual Auto Ins Co | 55390 | State Farm Insur Support Center Central | 4B | Petroleum Liquids | 1.8 | 1.8 | Commercial Non-CHP
18065 | Smithfield Farmland Corp-Wilson | 56035 | Smithfield Farmland Corp-Wilson | 1 | Petroleum Liquids | 1.4 | 1.3 | IPP CHP
18065 | Smithfield Farmland Corp-Wilson | 56035 | Smithfield Farmland Corp-Wilson | 2 | Petroleum Liquids | 1.4 | 1.3 | IPP CHP
18086 | City of Sterling - (KS) | 1326 | Sterling | 1 | Petroleum Liquids | 1.5 | 1.3 | Electric Utility
18086 | City of Sterling - (KS) | 1326 | Sterling | 2 | Petroleum Liquids | 0.5 | 0.4 | Electric Utility
18086 | City of Sterling - (KS) | 1326 | Sterling | 3 | Petroleum Liquids | 3 | 2.2 | Electric Utility
18086 | City of Sterling - (KS) | 1326 | Sterling | 4 | Petroleum Liquids | 1.1 | 0.8 | Electric Utility
18086 | City of Sterling - (KS) | 1326 | Sterling | 5 | Petroleum Liquids | 1.4 | 1.2 | Electric Utility
18086 | City of Sterling - (KS) | 1326 | Sterling | 6 | Petroleum Liquids | 1.4 | 1.2 | Electric Utility
18086 | City of Sterling - (KS) | 1326 | Sterling | 7 | Petroleum Liquids | 1.4 | 1.2 | Electric Utility
18121 | Stillwater Associates | 50513 | Stillwater Reservoir Hydro | GEN1 | Conventional Hydroelectric | 1.8 | 2.5 | IPP Non-CHP
18125 | Stillwater Utilities Authority | 3000 | Boomer Lake Station | 1 | Natural Gas Steam Turbine | 10 | 11.5 | Electric Utility
18125 | Stillwater Utilities Authority | 3000 | Boomer Lake Station | 2 | Natural Gas Steam Turbine | 12.7 | 13 | Electric Utility
18125 | Stillwater Utilities Authority | 3000 | Boomer Lake Station | 3 | Petroleum Liquids | 2 | 2 | Electric Utility
18125 | Stillwater Utilities Authority | 3000 | Boomer Lake Station | 4 | Petroleum Liquids | 2 | 2 | Electric Utility
18125 | Stillwater Utilities Authority | 3000 | Boomer Lake Station | 5 | Petroleum Liquids | 2 | 2 | Electric Utility
18125 | Stillwater Utilities Authority | 55987 | Stillwater Water Treatment Plant | 6 | Petroleum Liquids | 2 | 2 | Electric Utility
18137 | City of Stockton - (KS) | 1327 | Stockton | 1 | Natural Gas Internal Combustion Engine | 1.1 | 1 | Electric Utility
18137 | City of Stockton - (KS) | 1327 | Stockton | 2 | Natural Gas Internal Combustion Engine | 1.1 | 1 | Electric Utility
18137 | City of Stockton - (KS) | 1327 | Stockton | 3 | Natural Gas Internal Combustion Engine | 2 | 1.7 | Electric Utility
18137 | City of Stockton - (KS) | 1327 | Stockton | 4 | Natural Gas Internal Combustion Engine | 0.5 | 0.5 | Electric Utility
18137 | City of Stockton - (KS) | 1327 | Stockton | 5 | Natural Gas Internal Combustion Engine | 1.3 | 1.2 | Electric Utility
18147 | RockTenn-Hopewell | 50813 | Hopewell Mill | GEN1 | Wood/Wood Waste Biomass | 47.6 | 40.7 | Industrial CHP
18153 | RockTenn-Uncasville | 50801 | Uncasville Mill | GEN1 | Natural Gas Steam Turbine | 2.8 | 1.3 | Industrial CHP
18155 | RockTenn | 50810 | Stone Container Hodge | NO 6 | Wood/Wood Waste Biomass | 5 | 5 | Industrial CHP
18155 | RockTenn | 50810 | Stone Container Hodge | NO 7 | Wood/Wood Waste Biomass | 15.6 | 15.6 | Industrial CHP
18155 | RockTenn | 50810 | Stone Container Hodge | NO 8 | Wood/Wood Waste Biomass | 27.5 | 27.5 | Industrial CHP
18155 | RockTenn | 50810 | Stone Container Hodge | NO 9 | Wood/Wood Waste Biomass | 23.3 | 23.3 | Industrial CHP
18157 | Stone Container Corp-Panama Ci | 50807 | Stone Container Panama City Mill | GEN3 | Wood/Wood Waste Biomass | 4 | 4 | Industrial CHP
18157 | Stone Container Corp-Panama Ci | 50807 | Stone Container Panama City Mill | GEN4 | Wood/Wood Waste Biomass | 10 | 10 | Industrial CHP
18157 | Stone Container Corp-Panama Ci | 50807 | Stone Container Panama City Mill | GEN6 | Wood/Wood Waste Biomass | 20 | 21.8 | Industrial CHP
18158 | RockTenn CP LLC Coshocton | 50811 | RockTenn Coshocton Mill | GEN1 | Wood/Wood Waste Biomass | 16.5 | 12 | Industrial CHP
18162 | RockTenn-Florence | 50806 | Florence Mill | GEN1 | Wood/Wood Waste Biomass | 12.5 | 12.5 | Industrial CHP
18162 | RockTenn-Florence | 50806 | Florence Mill | GEN2 | Wood/Wood Waste Biomass | 16 | 16 | Industrial CHP
18162 | RockTenn-Florence | 50806 | Florence Mill | GEN3 | Wood/Wood Waste Biomass | 79.1 | 74.8 | Industrial CHP
18166 | Sun Trust Plaza Associates LLC | 54845 | Sun Trust Plaza | EG-1 | Petroleum Liquids | 1.2 | 1 | Commercial Non-CHP
18166 | Sun Trust Plaza Associates LLC | 54845 | Sun Trust Plaza | EG-2 | Petroleum Liquids | 1.2 | 1 | Commercial Non-CHP
18177 | City of Story City - (IA) | 1188 | Story City | 1 | Petroleum Liquids | 1.3 | 1.3 | Electric Utility
18177 | City of Story City - (IA) | 1188 | Story City | 2 | Petroleum Liquids | 2 | 2 | Electric Utility
18177 | City of Story City - (IA) | 1188 | Story City | 4A | Petroleum Liquids | 3.5 | 3.1 | Electric Utility
18177 | City of Story City - (IA) | 1188 | Story City | 5A | Petroleum Liquids | 3.1 | 3.1 | Electric Utility
18177 | City of Story City - (IA) | 1188 | Story City | 6 | Petroleum Liquids | 2 | 2 | Electric Utility
18177 | City of Story City - (IA) | 1188 | Story City | 7 | Petroleum Liquids | 2 | 2 | Electric Utility
18194 | STS Hydropower Ltd | 50435 | Sugarloaf Hydro Plant | SUG1 | Conventional Hydroelectric | 2.5 | 2.5 | IPP Non-CHP
18194 | STS Hydropower Ltd | 54653 | Kanaka | KAN1 | Conventional Hydroelectric | 1.1 | 1.1 | IPP Non-CHP
18194 | STS Hydropower Ltd | 54654 | Kekawaka Power House | KEK1 | Conventional Hydroelectric | 4.9 | 4.9 | IPP Non-CHP
18194 | STS Hydropower Ltd | 54969 | Dixon Hydroelectric Dam | 1 | Conventional Hydroelectric | 0.6 | 0.6 | IPP Non-CHP
18194 | STS Hydropower Ltd | 54969 | Dixon Hydroelectric Dam | 2 | Conventional Hydroelectric | 0.6 | 0.6 | IPP Non-CHP
18194 | STS Hydropower Ltd | 54969 | Dixon Hydroelectric Dam | 3 | Conventional Hydroelectric | 0.6 | 0.6 | IPP Non-CHP
18194 | STS Hydropower Ltd | 54969 | Dixon Hydroelectric Dam | 4 | Conventional Hydroelectric | 0.6 | 0.6 | IPP Non-CHP
18194 | STS Hydropower Ltd | 54969 | Dixon Hydroelectric Dam | 5 | Conventional Hydroelectric | 0.6 | 0.6 | IPP Non-CHP
18204 | City of Strawberry Point | 7926 | South Strawberry | 1A | Petroleum Liquids | 1.8 | 1.8 | Electric Utility
18204 | City of Strawberry Point | 7926 | South Strawberry | 2A | Petroleum Liquids | 1.8 | 1.8 | Electric Utility
18205 | Strawberry Water Users Assn | 3691 | Spanish Fork | 1 | Conventional Hydroelectric | 1.7 | 1.7 | Electric Utility
18205 | Strawberry Water Users Assn | 3691 | Spanish Fork | 2 | Conventional Hydroelectric | 1.7 | 1.7 | Electric Utility
18205 | Strawberry Water Users Assn | 3691 | Spanish Fork | 3 | Conventional Hydroelectric | 0.2 | 0.2 | Electric Utility
18230 | City of Stuart - (NE) | 2305 | Stuart (NE) | 1 | Petroleum Liquids | 0.7 | 0.7 | Electric Utility
18230 | City of Stuart - (NE) | 2305 | Stuart (NE) | 2 | Petroleum Liquids | 0.2 | 0.2 | Electric Utility
18230 | City of Stuart - (NE) | 2305 | Stuart (NE) | 3 | Petroleum Liquids | 0.2 | 0.2 | Electric Utility
18230 | City of Stuart - (NE) | 2305 | Stuart (NE) | 5 | Petroleum Liquids | 0.8 | 0.8 | Electric Utility
18231 | City of Stuart - (IA) | 1190 | Stuart (IA) | 1 | Petroleum Liquids | 0.6 | 0.6 | Electric Utility
18231 | City of Stuart - (IA) | 1190 | Stuart (IA) | 2 | Petroleum Liquids | 1.1 | 1.1 | Electric Utility
18231 | City of Stuart - (IA) | 1190 | Stuart (IA) | 4 | Petroleum Liquids | 1.1 | 1 | Electric Utility
18231 | City of Stuart - (IA) | 7857 | Gilliam South | 1 | Petroleum Liquids | 1.8 | 1.7 | Electric Utility
18231 | City of Stuart - (IA) | 7857 | Gilliam South | 7 | Petroleum Liquids | 2.5 | 2.3 | Electric Utility
18232 | STS HydroPower Ltd-Schoolfield Dam | 54655 | Schoolfield Dam | SCH1 | Conventional Hydroelectric | 1.5 | 1.5 | IPP Non-CHP
18232 | STS HydroPower Ltd-Schoolfield Dam | 54655 | Schoolfield Dam | SCH2 | Conventional Hydroelectric | 1.5 | 1.5 | IPP Non-CHP
18232 | STS HydroPower Ltd-Schoolfield Dam | 54655 | Schoolfield Dam | SCH3 | Conventional Hydroelectric | 1.5 | 1.5 | IPP Non-CHP
18252 | City of Sturgis | 1855 | Sturgis City Diesel Plant | 6 | Natural Gas Internal Combustion Engine | 6 | 6 | Electric Utility
18252 | City of Sturgis | 1856 | Hydro Plant | 1 | Conventional Hydroelectric | 0.4 | 0.4 | Electric Utility
18252 | City of Sturgis | 1856 | Hydro Plant | 2 | Conventional Hydroelectric | 0.4 | 0.4 | Electric Utility
18252 | City of Sturgis | 1856 | Hydro Plant | 3 | Conventional Hydroelectric | 0.7 | 0.7 | Electric Utility
18252 | City of Sturgis | 1856 | Hydro Plant | 4 | Conventional Hydroelectric | 0.7 | 0.7 | Electric Utility
18277 | City of Sullivan - (IL) | 969 | Sullivan (IL) | 1 | Petroleum Liquids | 4.3 | 4.3 | Electric Utility
18277 | City of Sullivan - (IL) | 969 | Sullivan (IL) | 10 | Petroleum Liquids | 2.4 | 2.2 | Electric Utility
18277 | City of Sullivan - (IL) | 969 | Sullivan (IL) | 11 | Petroleum Liquids | 2 | 2 | Electric Utility
18277 | City of Sullivan - (IL) | 969 | Sullivan (IL) | 12 | Petroleum Liquids | 1.1 | 1 | Electric Utility
18277 | City of Sullivan - (IL) | 969 | Sullivan (IL) | 13 | Petroleum Liquids | 2.3 | 2.3 | Electric Utility
18277 | City of Sullivan - (IL) | 969 | Sullivan (IL) | 14 | Petroleum Liquids | 2.3 | 2.3 | Electric Utility
18277 | City of Sullivan - (IL) | 969 | Sullivan (IL) | 15 | Petroleum Liquids | 2.3 | 2.3 | Electric Utility
18277 | City of Sullivan - (IL) | 969 | Sullivan (IL) | 2 | Petroleum Liquids | 2 | 2 | Electric Utility
18277 | City of Sullivan - (IL) | 969 | Sullivan (IL) | 3 | Petroleum Liquids | 1.5 | 1.3 | Electric Utility
18277 | City of Sullivan - (IL) | 969 | Sullivan (IL) | 4 | Petroleum Liquids | 1.1 | 0.9 | Electric Utility
18277 | City of Sullivan - (IL) | 969 | Sullivan (IL) | 5 | Petroleum Liquids | 1.1 | 1.1 | Electric Utility
18277 | City of Sullivan - (IL) | 969 | Sullivan (IL) | 6 | Petroleum Liquids | 0.6 | 0.6 | Electric Utility
18277 | City of Sullivan - (IL) | 969 | Sullivan (IL) | 9 | Petroleum Liquids | 2.4 | 2.2 | Electric Utility
18301 | City of Sumner - (IA) | 1191 | Sumner | 1 | Petroleum Liquids | 2.6 | 2.6 | Electric Utility
18301 | City of Sumner - (IA) | 1191 | Sumner | 2 | Petroleum Liquids | 1.2 | 1.1 | Electric Utility
18301 | City of Sumner - (IA) | 1191 | Sumner | 6 | Petroleum Liquids | 1.8 | 1.8 | Electric Utility
18315 | Sunflower Electric Power Corp | 108 | Holcomb | 1 | Conventional Steam Coal | 348.7 | 358.8 | Electric Utility
18315 | Sunflower Electric Power Corp | 1230 | Cimarron River | 1 | Natural Gas Steam Turbine | 50 | 52 | Electric Utility
18315 | Sunflower Electric Power Corp | 1230 | Cimarron River | 2 | Natural Gas Fired Combustion Turbine | 15 | 13.7 | Electric Utility
18315 | Sunflower Electric Power Corp | 1233 | Fort Dodge | 4 | Natural Gas Steam Turbine | 149 | 147.8 | Electric Utility
18315 | Sunflower Electric Power Corp | 1235 | Great Bend - Sunflower | 3 | Natural Gas Steam Turbine | 81.6 | 92.7 | Electric Utility
18315 | Sunflower Electric Power Corp | 1336 | Garden City | S2 | Natural Gas Steam Turbine | 97.9 | 96.4 | Electric Utility
18315 | Sunflower Electric Power Corp | 1336 | Garden City | S3 | Natural Gas Fired Combustion Turbine | 16 | 12.8 | Electric Utility
18315 | Sunflower Electric Power Corp | 1336 | Garden City | S4 | Natural Gas Fired Combustion Turbine | 71.2 | 49.7 | Electric Utility
18315 | Sunflower Electric Power Corp | 1336 | Garden City | S5 | Natural Gas Fired Combustion Turbine | 71.2 | 48.4 | Electric Utility
18315 | Sunflower Electric Power Corp | 8037 | Clifton | 1 | Natural Gas Fired Combustion Turbine | 85 | 73.4 | Electric Utility
18315 | Sunflower Electric Power Corp | 8037 | Clifton | 2 | Petroleum Liquids | 2.5 | 2.5 | Electric Utility
18315 | Sunflower Electric Power Corp | 58255 | Rubart | 01 | Natural Gas Internal Combustion Engine | 10 | 9 | Electric Utility
18315 | Sunflower Electric Power Corp | 58255 | Rubart | 02 | Natural Gas Internal Combustion Engine | 10 | 9 | Electric Utility
18315 | Sunflower Electric Power Corp | 58255 | Rubart | 03 | Natural Gas Internal Combustion Engine | 10 | 9 | Electric Utility
18315 | Sunflower Electric Power Corp | 58255 | Rubart | 04 | Natural Gas Internal Combustion Engine | 10 | 9 | Electric Utility
18315 | Sunflower Electric Power Corp | 58255 | Rubart | 05 | Natural Gas Internal Combustion Engine | 10 | 9 | Electric Utility
18315 | Sunflower Electric Power Corp | 58255 | Rubart | 06 | Natural Gas Internal Combustion Engine | 10 | 9 | Electric Utility
18315 | Sunflower Electric Power Corp | 58255 | Rubart | 07 | Natural Gas Internal Combustion Engine | 10 | 9 | Electric Utility
18315 | Sunflower Electric Power Corp | 58255 | Rubart | 08 | Natural Gas Internal Combustion Engine | 10 | 9 | Electric Utility
18315 | Sunflower Electric Power Corp | 58255 | Rubart | 09 | Natural Gas Internal Combustion Engine | 10 | 9 | Electric Utility
18315 | Sunflower Electric Power Corp | 58255 | Rubart | 10 | Natural Gas Internal Combustion Engine | 10 | 9 | Electric Utility
18315 | Sunflower Electric Power Corp | 58255 | Rubart | 11 | Natural Gas Internal Combustion Engine | 10 | 9 | Electric Utility
18315 | Sunflower Electric Power Corp | 58255 | Rubart | 12 | Natural Gas Internal Combustion Engine | 10 | 9 | Electric Utility
18320 | Sunrise Power Co LLC | 55182 | Sunrise Power LLC | STG | Natural Gas Fired Combined Cycle | 270 | 245 | IPP Non-CHP
18320 | Sunrise Power Co LLC | 55182 | Sunrise Power LLC | X718 | Natural Gas Fired Combined Cycle | 167.7 | 150 | IPP Non-CHP
18320 | Sunrise Power Co LLC | 55182 | Sunrise Power LLC | X719 | Natural Gas Fired Combined Cycle | 167.7 | 150 | IPP Non-CHP
18323 | Toledo Refining Company | 50965 | Toledo Ref Power Recovery Train | GEN1 | Petroleum Coke | 6 | 6 | Industrial CHP
18340 | PES | 52106 | Philadelphia Refinery | GEN1 | Other Gases | 10 | 5.5 | Industrial CHP
18340 | PES | 52106 | Philadelphia Refinery | GEN2 | Other Gases | 10 | 6.7 | Industrial CHP
18340 | PES | 52106 | Philadelphia Refinery | GEN3 | Other Gases | 10 | 7.3 | Industrial CHP
18371 | Village of Swanton - (VT) | 6618 | Highgate Falls | 1 | Conventional Hydroelectric | 1.1 | 1 | Electric Utility
18371 | Village of Swanton - (VT) | 6618 | Highgate Falls | 2 | Conventional Hydroelectric | 1 | 1 | Electric Utility
18371 | Village of Swanton - (VT) | 6618 | Highgate Falls | 3 | Conventional Hydroelectric | 3.2 | 2.9 | Electric Utility
18371 | Village of Swanton - (VT) | 6618 | Highgate Falls | 4 | Conventional Hydroelectric | 5.8 | 4.8 | Electric Utility
18390 | Sycamore Cogeneration Co | 50134 | Sycamore Cogeneration | GTAG | Natural Gas Fired Combustion Turbine | 75 | 75 | IPP CHP
18390 | Sycamore Cogeneration Co | 50134 | Sycamore Cogeneration | GTBG | Natural Gas Fired Combustion Turbine | 75 | 75 | IPP CHP
18390 | Sycamore Cogeneration Co | 50134 | Sycamore Cogeneration | GTCG | Natural Gas Fired Combustion Turbine | 75 | 75 | IPP CHP
18390 | Sycamore Cogeneration Co | 50134 | Sycamore Cogeneration | GTDG | Natural Gas Fired Combustion Turbine | 75 | 75 | IPP CHP
18410 | Synergics Inc | 50180 | Olsen | GEN1 | Conventional Hydroelectric | 5 | 4.8 | IPP Non-CHP
18414 | TES Filer City Station LP | 50835 | TES Filer City Station | GEN1 | Conventional Steam Coal | 70 | 60 | IPP CHP
18415 | STS HydroPower Ltd-Cascade Dam | 50436 | Cascade Dam | CAS1 | Conventional Hydroelectric | 1.6 | 1.6 | IPP Non-CHP
18419 | STS HydroPower Ltd-French LDam | 50437 | French Landing Dam | FRL1 | Conventional Hydroelectric | 1.6 | 1.6 | IPP Non-CHP
18429 | City of Tacoma - (WA) | 3913 | Alder | 11 | Conventional Hydroelectric | 25 | 25.2 | Electric Utility
18429 | City of Tacoma - (WA) | 3913 | Alder | 12 | Conventional Hydroelectric | 25 | 25.2 | Electric Utility
18429 | City of Tacoma - (WA) | 3914 | Cushman 1 | 21 | Conventional Hydroelectric | 21.6 | 26.7 | Electric Utility
18429 | City of Tacoma - (WA) | 3914 | Cushman 1 | 22 | Conventional Hydroelectric | 21.6 | 26.7 | Electric Utility
18429 | City of Tacoma - (WA) | 3915 | Cushman 2 | 31 | Conventional Hydroelectric | 27 | 30 | Electric Utility
18429 | City of Tacoma - (WA) | 3915 | Cushman 2 | 32 | Conventional Hydroelectric | 27 | 30 | Electric Utility
18429 | City of Tacoma - (WA) | 3915 | Cushman 2 | 33 | Conventional Hydroelectric | 27 | 30 | Electric Utility
18429 | City of Tacoma - (WA) | 3915 | Cushman 2 | 34 | Conventional Hydroelectric | 1.8 | 1.8 | Electric Utility
18429 | City of Tacoma - (WA) | 3915 | Cushman 2 | 35 | Conventional Hydroelectric | 1.8 | 1.8 | Electric Utility
18429 | City of Tacoma - (WA) | 3916 | LaGrande | 1 | Conventional Hydroelectric | 6 | 6 | Electric Utility
18429 | City of Tacoma - (WA) | 3916 | LaGrande | 2 | Conventional Hydroelectric | 6 | 6 | Electric Utility
18429 | City of Tacoma - (WA) | 3916 | LaGrande | 3 | Conventional Hydroelectric | 6 | 6 | Electric Utility
18429 | City of Tacoma - (WA) | 3916 | LaGrande | 4 | Conventional Hydroelectric | 6 | 6 | Electric Utility
18429 | City of Tacoma - (WA) | 3916 | LaGrande | 5 | Conventional Hydroelectric | 40 | 40 | Electric Utility
18429 | City of Tacoma - (WA) | 3917 | Mayfield | 41 | Conventional Hydroelectric | 40.5 | 41 | Electric Utility
18429 | City of Tacoma - (WA) | 3917 | Mayfield | 42 | Conventional Hydroelectric | 40.5 | 41 | Electric Utility
18429 | City of Tacoma - (WA) | 3917 | Mayfield | 43 | Conventional Hydroelectric | 40.5 | 41 | Electric Utility
18429 | City of Tacoma - (WA) | 3917 | Mayfield | 44 | Conventional Hydroelectric | 40.5 | 41 | Electric Utility
18429 | City of Tacoma - (WA) | 3918 | Mossyrock | 51 | Conventional Hydroelectric | 150 | 203.4 | Electric Utility
18429 | City of Tacoma - (WA) | 3918 | Mossyrock | 52 | Conventional Hydroelectric | 150 | 168 | Electric Utility
18429 | City of Tacoma - (WA) | 7127 | Wynoochee | 1 | Conventional Hydroelectric | 12.8 | 15.5 | Electric Utility
18436 | Tannery Island Power Corp | 50416 | Tannery Island Power | GEN1 | Conventional Hydroelectric | 0.3 | 0.2 | IPP Non-CHP
18436 | Tannery Island Power Corp | 50416 | Tannery Island Power | GEN2 | Conventional Hydroelectric | 0.3 | 0.2 | IPP Non-CHP
18436 | Tannery Island Power Corp | 50416 | Tannery Island Power | GEN3 | Conventional Hydroelectric | 0.3 | 0.2 | IPP Non-CHP
18436 | Tannery Island Power Corp | 50416 | Tannery Island Power | GEN4 | Conventional Hydroelectric | 0.3 | 0.2 | IPP Non-CHP
18436 | Tannery Island Power Corp | 50416 | Tannery Island Power | GEN5 | Conventional Hydroelectric | 0.3 | 0.2 | IPP Non-CHP
18445 | City of Tallahassee - (FL) | 688 | Arvah B Hopkins | 1 | Natural Gas Steam Turbine | 75 | 76 | Electric Utility
18445 | City of Tallahassee - (FL) | 688 | Arvah B Hopkins | 2 | All Other | 259.2 | 140 | Electric Utility
18445 | City of Tallahassee - (FL) | 688 | Arvah B Hopkins | CT 2A | Natural Gas Fired Combined Cycle | 198.9 | 160 | Electric Utility
18445 | City of Tallahassee - (FL) | 688 | Arvah B Hopkins | GT1 | Natural Gas Fired Combustion Turbine | 16.3 | 12 | Electric Utility
18445 | City of Tallahassee - (FL) | 688 | Arvah B Hopkins | GT2 | Natural Gas Fired Combustion Turbine | 27 | 24 | Electric Utility
18445 | City of Tallahassee - (FL) | 688 | Arvah B Hopkins | GT3 | Natural Gas Fired Combustion Turbine | 60 | 46 | Electric Utility
18445 | City of Tallahassee - (FL) | 688 | Arvah B Hopkins | GT4 | Natural Gas Fired Combustion Turbine | 60 | 46 | Electric Utility
18445 | City of Tallahassee - (FL) | 689 | S O Purdom | 8 | Natural Gas Fired Combined Cycle | 160 | 150 | Electric Utility
18445 | City of Tallahassee - (FL) | 689 | S O Purdom | 9 | Natural Gas Fired Combined Cycle | 87 | 72 | Electric Utility
18445 | City of Tallahassee - (FL) | 689 | S O Purdom | GT1 | Natural Gas Fired Combustion Turbine | 15 | 10 | Electric Utility
18445 | City of Tallahassee - (FL) | 689 | S O Purdom | GT2 | Natural Gas Fired Combustion Turbine | 15 | 10 | Electric Utility
18445 | City of Tallahassee - (FL) | 956 | C H Corn Hydroelectric Facility | 1 | Conventional Hydroelectric | 4.4 | 4 | Electric Utility
18445 | City of Tallahassee - (FL) | 956 | C H Corn Hydroelectric Facility | 2 | Conventional Hydroelectric | 4.4 | 4 | Electric Utility
18445 | City of Tallahassee - (FL) | 956 | C H Corn Hydroelectric Facility | 3 | Conventional Hydroelectric | 3.4 | 3 | Electric Utility
18452 | Turner Properties Inc | 54323 | CNN Center | D4_1 | Petroleum Liquids | 1.5 | 1.5 | Commercial Non-CHP
18452 | Turner Properties Inc | 54323 | CNN Center | D4_2 | Petroleum Liquids | 2 | 2 | Commercial Non-CHP
18452 | Turner Properties Inc | 54323 | CNN Center | D4_3 | Petroleum Liquids | 2 | 2 | Commercial Non-CHP
18452 | Turner Properties Inc | 54323 | CNN Center | D5_1 | Petroleum Liquids | 2 | 2 | Commercial Non-CHP
18452 | Turner Properties Inc | 54323 | CNN Center | D5_2 | Petroleum Liquids | 2 | 2 | Commercial Non-CHP
18452 | Turner Properties Inc | 54323 | CNN Center | D5_3 | Petroleum Liquids | 2 | 2 | Commercial Non-CHP
18452 | Turner Properties Inc | 54323 | CNN Center | DK2 | Petroleum Liquids | 1.5 | 1.3 | Commercial Non-CHP
18454 | Tampa Electric Co | 645 | Big Bend | GT4 | Natural Gas Fired Combustion Turbine | 62 | 56 | Electric Utility
18454 | Tampa Electric Co | 645 | Big Bend | ST1 | Conventional Steam Coal | 445.5 | 385 | Electric Utility
18454 | Tampa Electric Co | 645 | Big Bend | ST2 | Conventional Steam Coal | 445.5 | 385 | Electric Utility
18454 | Tampa Electric Co | 645 | Big Bend | ST3 | Conventional Steam Coal | 445.5 | 395 | Electric Utility
18454 | Tampa Electric Co | 645 | Big Bend | ST4 | Conventional Steam Coal | 486 | 437 | Electric Utility
18454 | Tampa Electric Co | 748 | Phillips | 1 | Petroleum Liquids | 19.2 | 18 | Electric Utility
18454 | Tampa Electric Co | 748 | Phillips | 2 | Petroleum Liquids | 19.2 | 18 | Electric Utility
18454 | Tampa Electric Co | 7242 | Polk | 1CA | Coal Integrated Gasification Combined Cycle | 133.4 | 59 | Electric Utility
18454 | Tampa Electric Co | 7242 | Polk | 1CT | Coal Integrated Gasification Combined Cycle | 192.9 | 161 | Electric Utility
18454 | Tampa Electric Co | 7242 | Polk | 2 | Natural Gas Fired Combustion Turbine | 175.8 | 151 | Electric Utility
18454 | Tampa Electric Co | 7242 | Polk | 3 | Natural Gas Fired Combustion Turbine | 175.8 | 151 | Electric Utility
18454 | Tampa Electric Co | 7242 | Polk | 4 | Natural Gas Fired Combustion Turbine | 175.8 | 151 | Electric Utility
18454 | Tampa Electric Co | 7242 | Polk | 5 | Natural Gas Fired Combustion Turbine | 175.8 | 151 | Electric Utility
18454 | Tampa Electric Co | 7873 | H L Culbreath Bayside Power Station | 1A | Natural Gas Fired Combined Cycle | 189.9 | 156 | Electric Utility
18454 | Tampa Electric Co | 7873 | H L Culbreath Bayside Power Station | 1B | Natural Gas Fired Combined Cycle | 189.9 | 156 | Electric Utility
18454 | Tampa Electric Co | 7873 | H L Culbreath Bayside Power Station | 1C | Natural Gas Fired Combined Cycle | 189.9 | 156 | Electric Utility
18454 | Tampa Electric Co | 7873 | H L Culbreath Bayside Power Station | 1ST | Natural Gas Fired Combined Cycle | 239.4 | 233 | Electric Utility
18454 | Tampa Electric Co | 7873 | H L Culbreath Bayside Power Station | 2A | Natural Gas Fired Combined Cycle | 189.9 | 156 | Electric Utility
18454 | Tampa Electric Co | 7873 | H L Culbreath Bayside Power Station | 2B | Natural Gas Fired Combined Cycle | 189.9 | 156 | Electric Utility
18454 | Tampa Electric Co | 7873 | H L Culbreath Bayside Power Station | 2C | Natural Gas Fired Combined Cycle | 189.9 | 156 | Electric Utility
18454 | Tampa Electric Co | 7873 | H L Culbreath Bayside Power Station | 2D | Natural Gas Fired Combined Cycle | 189.9 | 156 | Electric Utility
18454 | Tampa Electric Co | 7873 | H L Culbreath Bayside Power Station | 2ST | Natural Gas Fired Combined Cycle | 445.7 | 305 | Electric Utility
18454 | Tampa Electric Co | 7873 | H L Culbreath Bayside Power Station | 3 | Natural Gas Fired Combustion Turbine | 69.9 | 56 | Electric Utility
18454 | Tampa Electric Co | 7873 | H L Culbreath Bayside Power Station | 4 | Natural Gas Fired Combustion Turbine | 69.9 | 56 | Electric Utility
18454 | Tampa Electric Co | 7873 | H L Culbreath Bayside Power Station | 5 | Natural Gas Fired Combustion Turbine | 69.9 | 56 | Electric Utility
18454 | Tampa Electric Co | 7873 | H L Culbreath Bayside Power Station | 6 | Natural Gas Fired Combustion Turbine | 69.9 | 56 | Electric Utility
18454 | Tampa Electric Co | 55893 | Partnership Station | 1 | Natural Gas Internal Combustion Engine | 2.9 | 3 | Electric Utility
18454 | Tampa Electric Co | 55893 | Partnership Station | 2 | Natural Gas Internal Combustion Engine | 2.9 | 3 | Electric Utility
18461 | Tamarack Energy Partners | 50099 | Tamarack Energy Partnership | GEN1 | Wood/Wood Waste Biomass | 6.2 | 5.8 | IPP CHP
18483 | Tampa Wastewater Department | 54347 | Howard F Curren Advncd Wastewater Plant | 1 | Other Waste Biomass | 0.5 | 0.5 | Commercial Non-CHP
18483 | Tampa Wastewater Department | 54347 | Howard F Curren Advncd Wastewater Plant | 2 | Other Waste Biomass | 0.5 | 0.5 | Commercial Non-CHP
18483 | Tampa Wastewater Department | 54347 | Howard F Curren Advncd Wastewater Plant | 3 | Other Waste Biomass | 0.5 | 0.5 | Commercial Non-CHP
18483 | Tampa Wastewater Department | 54347 | Howard F Curren Advncd Wastewater Plant | 4 | Other Waste Biomass | 0.5 | 0.5 | Commercial Non-CHP
18483 | Tampa Wastewater Department | 54347 | Howard F Curren Advncd Wastewater Plant | 5 | Other Waste Biomass | 0.5 | 0.5 | Commercial Non-CHP
18488 | City of Taunton | 1682 | Cleary Flood | 8 | Petroleum Liquids | 28.3 | 26 | Electric Utility
18488 | City of Taunton | 1682 | Cleary Flood | 9A | Petroleum Liquids | 23 | 18 | Electric Utility
18488 | City of Taunton | 1682 | Cleary Flood | CA9 | Petroleum Liquids | 95 | 87 | Electric Utility
18518 | Tenaska Gateway Partners Ltd | 55132 | Tenaska Gateway Generating Station | GTG1 | Natural Gas Fired Combined Cycle | 183.2 | 150 | IPP Non-CHP
18518 | Tenaska Gateway Partners Ltd | 55132 | Tenaska Gateway Generating Station | GTG2 | Natural Gas Fired Combined Cycle | 183.2 | 147 | IPP Non-CHP
18518 | Tenaska Gateway Partners Ltd | 55132 | Tenaska Gateway Generating Station | GTG3 | Natural Gas Fired Combined Cycle | 183.2 | 149 | IPP Non-CHP
18518 | Tenaska Gateway Partners Ltd | 55132 | Tenaska Gateway Generating Station | STG1 | Natural Gas Fired Combined Cycle | 390 | 399 | IPP Non-CHP
18525 | City of Tecumseh | 2308 | Tecumseh | 1 | Petroleum Liquids | 0.7 | 0.6 | Electric Utility
18525 | City of Tecumseh | 2308 | Tecumseh | 2 | Petroleum Liquids | 1.5 | 1.4 | Electric Utility
18525 | City of Tecumseh | 2308 | Tecumseh | 3 | Petroleum Liquids | 1.1 | 1 | Electric Utility
18525 | City of Tecumseh | 2308 | Tecumseh | 4 | Petroleum Liquids | 1.3 | 1.2 | Electric Utility
18525 | City of Tecumseh | 2308 | Tecumseh | 5A | Petroleum Liquids | 2.4 | 2.4 | Electric Utility
18535 | Tenaska Georgia Partners LP | 55061 | Tenaska Georgia Generation Facility | GTG1 | Natural Gas Fired Combustion Turbine | 183.2 | 155 | IPP Non-CHP
18535 | Tenaska Georgia Partners LP | 55061 | Tenaska Georgia Generation Facility | GTG2 | Natural Gas Fired Combustion Turbine | 183.2 | 155 | IPP Non-CHP
18535 | Tenaska Georgia Partners LP | 55061 | Tenaska Georgia Generation Facility | GTG3 | Natural Gas Fired Combustion Turbine | 183.2 | 155 | IPP Non-CHP
18535 | Tenaska Georgia Partners LP | 55061 | Tenaska Georgia Generation Facility | GTG4 | Natural Gas Fired Combustion Turbine | 183.2 | 156 | IPP Non-CHP
18535 | Tenaska Georgia Partners LP | 55061 | Tenaska Georgia Generation Facility | GTG5 | Natural Gas Fired Combustion Turbine | 183.2 | 156 | IPP Non-CHP
18535 | Tenaska Georgia Partners LP | 55061 | Tenaska Georgia Generation Facility | GTG6 | Natural Gas Fired Combustion Turbine | 183.2 | 156 | IPP Non-CHP
18569 | Tenaska Virginia Partners LP | 55439 | Tenaska Virginia Generating Station | CTG1 | Natural Gas Fired Combined Cycle | 183.3 | 166 | IPP Non-CHP
18569 | Tenaska Virginia Partners LP | 55439 | Tenaska Virginia Generating Station | CTG2 | Natural Gas Fired Combined Cycle | 183.3 | 166 | IPP Non-CHP
18569 | Tenaska Virginia Partners LP | 55439 | Tenaska Virginia Generating Station | CTG3 | Natural Gas Fired Combined Cycle | 183.3 | 172 | IPP Non-CHP
18569 | Tenaska Virginia Partners LP | 55439 | Tenaska Virginia Generating Station | STG1 | Natural Gas Fired Combined Cycle | 396.2 | 395.1 | IPP Non-CHP
18574 | USCE-Wilmington District | 3833 | John H Kerr | 1 | Conventional Hydroelectric | 13.8 | 13.8 | Electric Utility
18574 | USCE-Wilmington District | 3833 | John H Kerr | 2 | Conventional Hydroelectric | 46.8 | 46.8 | Electric Utility
18574 | USCE-Wilmington District | 3833 | John H Kerr | 3 | Conventional Hydroelectric | 46.8 | 46.8 | Electric Utility
18574 | USCE-Wilmington District | 3833 | John H Kerr | 4 | Conventional Hydroelectric | 46.8 | 46.8 | Electric Utility
18574 | USCE-Wilmington District | 3833 | John H Kerr | 5 | Conventional Hydroelectric | 46.8 | 46.8 | Electric Utility
18574 | USCE-Wilmington District | 3833 | John H Kerr | 6 | Conventional Hydroelectric | 46.8 | 46.8 | Electric Utility
18574 | USCE-Wilmington District | 3833 | John H Kerr | 7 | Conventional Hydroelectric | 46.8 | 46.8 | Electric Utility
18574 | USCE-Wilmington District | 3833 | John H Kerr | A | Conventional Hydroelectric | 1.1 | 1 | Electric Utility
18574 | USCE-Wilmington District | 3833 | John H Kerr | B | Conventional Hydroelectric | 1.1 | 1 | Electric Utility
18574 | USCE-Wilmington District | 3834 | Philpott Lake | 1 | Conventional Hydroelectric | 6.7 | 7.5 | Electric Utility
18574 | USCE-Wilmington District | 3834 | Philpott Lake | 2 | Conventional Hydroelectric | 6.7 | 7.5 | Electric Utility
18574 | USCE-Wilmington District | 3834 | Philpott Lake | 3 | Conventional Hydroelectric | 0.6 | 0.6 | Electric Utility
18611 | Tenaska Frontier Partners Ltd | 55062 | Tenaska Frontier Generation Station | GTG1 | Natural Gas Fired Combined Cycle | 183.2 | 155 | IPP Non-CHP
18611 | Tenaska Frontier Partners Ltd | 55062 | Tenaska Frontier Generation Station | GTG2 | Natural Gas Fired Combined Cycle | 183.2 | 155 | IPP Non-CHP
18611 | Tenaska Frontier Partners Ltd | 55062 | Tenaska Frontier Generation Station | GTG3 | Natural Gas Fired Combined Cycle | 183.2 | 155 | IPP Non-CHP
18611 | Tenaska Frontier Partners Ltd | 55062 | Tenaska Frontier Generation Station | STG1 | Natural Gas Fired Combined Cycle | 390.1 | 395 | IPP Non-CHP
18617 | Tesoro Alaska Company LLC | 52184 | Tesoro Kenai Cogeneration Plant | GEN1 | Natural Gas Fired Combustion Turbine | 4.3 | 4.2 | Industrial CHP
18617 | Tesoro Alaska Company LLC | 52184 | Tesoro Kenai Cogeneration Plant | GEN2 | Natural Gas Fired Combustion Turbine | 4.3 | 4.2 | Industrial CHP
18642 | Tennessee Valley Authority | 46 | Browns Ferry | 1 | Nuclear | 1152 | 1100.8 | Electric Utility
18642 | Tennessee Valley Authority | 46 | Browns Ferry | 2 | Nuclear | 1152 | 1103.7 | Electric Utility
18642 | Tennessee Valley Authority | 46 | Browns Ferry | 3 | Nuclear | 1190 | 1104.9 | Electric Utility
18642 | Tennessee Valley Authority | 47 | Colbert | 1 | Conventional Steam Coal | 200 | 178 | Electric Utility
18642 | Tennessee Valley Authority | 47 | Colbert | 2 | Conventional Steam Coal | 200 | 178 | Electric Utility
18642 | Tennessee Valley Authority | 47 | Colbert | 3 | Conventional Steam Coal | 200 | 178 | Electric Utility
18642 | Tennessee Valley Authority | 47 | Colbert | 4 | Conventional Steam Coal | 200 | 178 | Electric Utility
18642 | Tennessee Valley Authority | 47 | Colbert | 5 | Conventional Steam Coal | 550 | 472 | Electric Utility
18642 | Tennessee Valley Authority | 47 | Colbert | GT1 | Natural Gas Fired Combustion Turbine | 59.5 | 45.4 | Electric Utility
18642 | Tennessee Valley Authority | 47 | Colbert | GT2 | Natural Gas Fired Combustion Turbine | 59.5 | 45.4 | Electric Utility
18642 | Tennessee Valley Authority | 47 | Colbert | GT3 | Natural Gas Fired Combustion Turbine | 59.5 | 45.4 | Electric Utility
18642 | Tennessee Valley Authority | 47 | Colbert | GT4 | Natural Gas Fired Combustion Turbine | 59.5 | 45.4 | Electric Utility
18642 | Tennessee Valley Authority | 47 | Colbert | GT5 | Natural Gas Fired Combustion Turbine | 59.5 | 45.4 | Electric Utility
18642 | Tennessee Valley Authority | 47 | Colbert | GT6 | Natural Gas Fired Combustion Turbine | 59.5 | 45.4 | Electric Utility
18642 | Tennessee Valley Authority | 47 | Colbert | GT7 | Natural Gas Fired Combustion Turbine | 59.5 | 45.4 | Electric Utility
18642 | Tennessee Valley Authority | 47 | Colbert | GT8 | Natural Gas Fired Combustion Turbine | 59.5 | 45.4 | Electric Utility
18642 | Tennessee Valley Authority | 48 | Guntersville | 1 | Conventional Hydroelectric | 28.8 | 31 | Electric Utility
18642 | Tennessee Valley Authority | 48 | Guntersville | 2 | Conventional Hydroelectric | 28.8 | 30.6 | Electric Utility
18642 | Tennessee Valley Authority | 48 | Guntersville | 3 | Conventional Hydroelectric | 28.8 | 29.8 | Electric Utility
18642 | Tennessee Valley Authority | 48 | Guntersville | 4 | Conventional Hydroelectric | 28.8 | 31.3 | Electric Utility
18642 | Tennessee Valley Authority | 49 | Wheeler Dam | 1 | Conventional Hydroelectric | 35.1 | 34.1 | Electric Utility
18642 | Tennessee Valley Authority | 49 | Wheeler Dam | 10 | Conventional Hydroelectric | 36 | 41.9 | Electric Utility
18642 | Tennessee Valley Authority | 49 | Wheeler Dam | 11 | Conventional Hydroelectric | 43.6 | 41.9 | Electric Utility
18642 | Tennessee Valley Authority | 49 | Wheeler Dam | 2 | Conventional Hydroelectric | 35.1 | 33.2 | Electric Utility
18642 | Tennessee Valley Authority | 49 | Wheeler Dam | 3 | Conventional Hydroelectric | 35.1 | 33.6 | Electric Utility
18642 | Tennessee Valley Authority | 49 | Wheeler Dam | 4 | Conventional Hydroelectric | 35.1 | 33.4 | Electric Utility
18642 | Tennessee Valley Authority | 49 | Wheeler Dam | 5 | Conventional Hydroelectric | 35.1 | 34.7 | Electric Utility
18642 | Tennessee Valley Authority | 49 | Wheeler Dam | 6 | Conventional Hydroelectric | 35.1 | 34.6 | Electric Utility
18642 | Tennessee Valley Authority | 49 | Wheeler Dam | 7 | Conventional Hydroelectric | 35.1 | 34.4 | Electric Utility
18642 | Tennessee Valley Authority | 49 | Wheeler Dam | 8 | Conventional Hydroelectric | 35.1 | 34.5 | Electric Utility
18642 | Tennessee Valley Authority | 49 | Wheeler Dam | 9 | Conventional Hydroelectric | 43.6 | 41.9 | Electric Utility
18642 | Tennessee Valley Authority | 50 | Widows Creek | 7 | Conventional Steam Coal | 575 | 473 | Electric Utility
18642 | Tennessee Valley Authority | 50 | Widows Creek | 8 | Conventional Steam Coal | 550 | 465 | Electric Utility
18642 | Tennessee Valley Authority | 757 | Blue Ridge | 1 | Conventional Hydroelectric | 22 | 16 | Electric Utility
18642 | Tennessee Valley Authority | 757 | Blue Ridge | 2 | Conventional Hydroelectric | 1.5 | 1.3 | Electric Utility
18642 | Tennessee Valley Authority | 758 | Nottely | 1 | Conventional Hydroelectric | 15 | 19.2 | Electric Utility
18642 | Tennessee Valley Authority | 758 | Nottely | 2 | Conventional Hydroelectric | 0.9 | 0.9 | Electric Utility
18642 | Tennessee Valley Authority | 1377 | Kentucky Dam | 1 | Conventional Hydroelectric | 44.6 | 44 | Electric Utility
18642 | Tennessee Valley Authority | 1377 | Kentucky Dam | 2 | Conventional Hydroelectric | 42.4 | 45.4 | Electric Utility
18642 | Tennessee Valley Authority | 1377 | Kentucky Dam | 3 | Conventional Hydroelectric | 42.4 | 44.9 | Electric Utility
18642 | Tennessee Valley Authority | 1377 | Kentucky Dam | 4 | Conventional Hydroelectric | 44.6 | 43.1 | Electric Utility
18642 | Tennessee Valley Authority | 1377 | Kentucky Dam | 5 | Conventional Hydroelectric | 44.6 | 45.1 | Electric Utility
18642 | Tennessee Valley Authority | 1378 | Paradise | 1 | Conventional Steam Coal | 704 | 628 | Electric Utility
18642 | Tennessee Valley Authority | 1378 | Paradise | 2 | Conventional Steam Coal | 704 | 602 | Electric Utility
18642 | Tennessee Valley Authority | 1378 | Paradise | 3 | Conventional Steam Coal | 1150.2 | 971 | Electric Utility
18642 | Tennessee Valley Authority | 1379 | Shawnee | 1 | Conventional Steam Coal | 175 | 134 | Electric Utility
18642 | Tennessee Valley Authority | 1379 | Shawnee | 2 | Conventional Steam Coal | 175 | 134 | Electric Utility
18642 | Tennessee Valley Authority | 1379 | Shawnee | 3 | Conventional Steam Coal | 175 | 134 | Electric Utility
18642 | Tennessee Valley Authority | 1379 | Shawnee | 4 | Conventional Steam Coal | 175 | 134 | Electric Utility
18642 | Tennessee Valley Authority | 1379 | Shawnee | 5 | Conventional Steam Coal | 175 | 134 | Electric Utility
18642 | Tennessee Valley Authority | 1379 | Shawnee | 6 | Conventional Steam Coal | 175 | 134 | Electric Utility
18642 | Tennessee Valley Authority | 1379 | Shawnee | 7 | Conventional Steam Coal | 175 | 134 | Electric Utility
18642 | Tennessee Valley Authority | 1379 | Shawnee | 8 | Conventional Steam Coal | 175 | 134 | Electric Utility
18642 | Tennessee Valley Authority | 1379 | Shawnee | 9 | Conventional Steam Coal | 175 | 134 | Electric Utility
18642 | Tennessee Valley Authority | 2778 | Chatuge | 1 | Conventional Hydroelectric | 13.2 | 13.9 | Electric Utility
18642 | Tennessee Valley Authority | 2779 | Fontana Dam | 1 | Conventional Hydroelectric | 81 | 101.4 | Electric Utility
18642 | Tennessee Valley Authority | 2779 | Fontana Dam | 2 | Conventional Hydroelectric | 92.7 | 101.4 | Electric Utility
18642 | Tennessee Valley Authority | 2779 | Fontana Dam | 3 | Conventional Hydroelectric | 81 | 101.4 | Electric Utility
18642 | Tennessee Valley Authority | 2780 | Hiwassee Dam | 1 | Conventional Hydroelectric | 70.6 | 87.7 | Electric Utility
18642 | Tennessee Valley Authority | 2780 | Hiwassee Dam | 2 | Hydroelectric Pumped Storage | 95 | 86 | Electric Utility
18642 | Tennessee Valley Authority | 3393 | Allen Steam Plant | 1 | Conventional Steam Coal | 330 | 247 | Electric Utility
18642 | Tennessee Valley Authority | 3393 | Allen Steam Plant | 2 | Conventional Steam Coal | 330 | 247 | Electric Utility
18642 | Tennessee Valley Authority | 3393 | Allen Steam Plant | 3 | Conventional Steam Coal | 330 | 247 | Electric Utility
18642 | Tennessee Valley Authority | 3393 | Allen Steam Plant | G10 | Natural Gas Fired Combustion Turbine | 23.9 | 15.1 | Electric Utility
18642 | Tennessee Valley Authority | 3393 | Allen Steam Plant | G11 | Natural Gas Fired Combustion Turbine | 23.9 | 15.1 | Electric Utility
18642 | Tennessee Valley Authority | 3393 | Allen Steam Plant | G12 | Natural Gas Fired Combustion Turbine | 23.9 | 15.1 | Electric Utility
18642 | Tennessee Valley Authority | 3393 | Allen Steam Plant | G13 | Natural Gas Fired Combustion Turbine | 23.9 | 15.1 | Electric Utility
18642 | Tennessee Valley Authority | 3393 | Allen Steam Plant | G14 | Natural Gas Fired Combustion Turbine | 23.9 | 15.1 | Electric Utility
18642 | Tennessee Valley Authority | 3393 | Allen Steam Plant | G15 | Natural Gas Fired Combustion Turbine | 23.9 | 15.1 | Electric Utility
18642 | Tennessee Valley Authority | 3393 | Allen Steam Plant | G16 | Natural Gas Fired Combustion Turbine | 23.9 | 15.1 | Electric Utility
18642 | Tennessee Valley Authority | 3393 | Allen Steam Plant | G17 | Natural Gas Fired Combustion Turbine | 59.6 | 46.4 | Electric Utility
18642 | Tennessee Valley Authority | 3393 | Allen Steam Plant | G18 | Natural Gas Fired Combustion Turbine | 59.6 | 46.4 | Electric Utility
18642 | Tennessee Valley Authority | 3393 | Allen Steam Plant | G19 | Natural Gas Fired Combustion Turbine | 59.6 | 46.4 | Electric Utility
18642 | Tennessee Valley Authority | 3393 | Allen Steam Plant | G20 | Natural Gas Fired Combustion Turbine | 59.6 | 46.4 | Electric Utility
18642 | Tennessee Valley Authority | 3393 | Allen Steam Plant | GT1 | Natural Gas Fired Combustion Turbine | 23.9 | 15.1 | Electric Utility
18642 | Tennessee Valley Authority | 3393 | Allen Steam Plant | GT2 | Natural Gas Fired Combustion Turbine | 23.9 | 15.1 | Electric Utility
18642 | Tennessee Valley Authority | 3393 | Allen Steam Plant | GT3 | Natural Gas Fired Combustion Turbine | 23.9 | 15.1 | Electric Utility
18642 | Tennessee Valley Authority | 3393 | Allen Steam Plant | GT4 | Natural Gas Fired Combustion Turbine | 23.9 | 15.1 | Electric Utility
18642 | Tennessee Valley Authority | 3393 | Allen Steam Plant | GT5 | Natural Gas Fired Combustion Turbine | 23.9 | 15.1 | Electric Utility
18642 | Tennessee Valley Authority | 3393 | Allen Steam Plant | GT6 | Natural Gas Fired Combustion Turbine | 23.9 | 15.1 | Electric Utility
18642 | Tennessee Valley Authority | 3393 | Allen Steam Plant | GT7 | Natural Gas Fired Combustion Turbine | 23.9 | 15.1 | Electric Utility
18642 | Tennessee Valley Authority | 3393 | Allen Steam Plant | GT8 | Natural Gas Fired Combustion Turbine | 23.9 | 15.1 | Electric Utility
18642 | Tennessee Valley Authority | 3393 | Allen Steam Plant | GT9 | Natural Gas Fired Combustion Turbine | 23.9 | 15.1 | Electric Utility
18642 | Tennessee Valley Authority | 3394 | Apalachia | 1 | Conventional Hydroelectric | 52.2 | 41.2 | Electric Utility
18642 | Tennessee Valley Authority | 3394 | Apalachia | 2 | Conventional Hydroelectric | 41.4 | 41.2 | Electric Utility
18642 | Tennessee Valley Authority | 3395 | Boone Dam | 1 | Conventional Hydroelectric | 38 | 37.8 | Electric Utility
18642 | Tennessee Valley Authority | 3395 | Boone Dam | 2 | Conventional Hydroelectric | 38.3 | 37.8 | Electric Utility
18642 | Tennessee Valley Authority | 3395 | Boone Dam | 3 | Conventional Hydroelectric | 29.6 | 37.8 | Electric Utility
18642 | Tennessee Valley Authority | 3396 | Bull Run | 1 | Conventional Steam Coal | 950 | 870 | Electric Utility
18642 | Tennessee Valley Authority | 3397 | Cherokee Dam | 1 | Conventional Hydroelectric | 33.4 | 37 | Electric Utility
18642 | Tennessee Valley Authority | 3397 | Cherokee Dam | 2 | Conventional Hydroelectric | 34.6 | 39.8 | Electric Utility
18642 | Tennessee Valley Authority | 3397 | Cherokee Dam | 3 | Conventional Hydroelectric | 34.6 | 39.8 | Electric Utility
18642 | Tennessee Valley Authority | 3397 | Cherokee Dam | 4 | Conventional Hydroelectric | 32.4 | 25 | Electric Utility
18642 | Tennessee Valley Authority | 3398 | Chickamauga | 1 | Conventional Hydroelectric | 39.9 | 35.4 | Electric Utility
18642 | Tennessee Valley Authority | 3398 | Chickamauga | 2 | Conventional Hydroelectric | 39.9 | 35.4 | Electric Utility
18642 | Tennessee Valley Authority | 3398 | Chickamauga | 3 | Conventional Hydroelectric | 39.9 | 35.4 | Electric Utility
18642 | Tennessee Valley Authority | 3398 | Chickamauga | 4 | Conventional Hydroelectric | 39.9 | 35.4 | Electric Utility
18642 | Tennessee Valley Authority | 3399 | Cumberland (TN) | 1 | Conventional Steam Coal | 1300 | 1239 | Electric Utility
18642 | Tennessee Valley Authority | 3399 | Cumberland (TN) | 2 | Conventional Steam Coal | 1300 | 1231 | Electric Utility
18642 | Tennessee Valley Authority | 3400 | Douglas Dam | 1 | Conventional Hydroelectric | 36.5 | 44.2 | Electric Utility
18642 | Tennessee Valley Authority | 3400 | Douglas Dam | 2 | Conventional Hydroelectric | 41.4 | 44.7 | Electric Utility
18642 | Tennessee Valley Authority | 3400 | Douglas Dam | 3 | Conventional Hydroelectric | 31.5 | 44.5 | Electric Utility
18642 | Tennessee Valley Authority | 3400 | Douglas Dam | 4 | Conventional Hydroelectric | 41.4 | 44.5 | Electric Utility
18642 | Tennessee Valley Authority | 3401 | Fort Patrick Henry | 1 | Conventional Hydroelectric | 29.7 | 20.4 | Electric Utility
18642 | Tennessee Valley Authority | 3401 | Fort Patrick Henry | 2 | Conventional Hydroelectric | 29.7 | 20.3 | Electric Utility
18642 | Tennessee Valley Authority | 3402 | Fort Loudoun | 1 | Conventional Hydroelectric | 35.5 | 39.9 | Electric Utility
18642 | Tennessee Valley Authority | 3402 | Fort Loudoun | 2 | Conventional Hydroelectric | 34.2 | 37.7 | Electric Utility
18642 | Tennessee Valley Authority | 3402 | Fort Loudoun | 3 | Conventional Hydroelectric | 43 | 45.3 | Electric Utility
18642 | Tennessee Valley Authority | 3402 | Fort Loudoun | 4 | Conventional Hydroelectric | 40.6 | 45.3 | Electric Utility
18642 | Tennessee Valley Authority | 3403 | Gallatin (TN) | 1 | Conventional Steam Coal | 300 | 225 | Electric Utility
18642 | Tennessee Valley Authority | 3403 | Gallatin (TN) | 2 | Conventional Steam Coal | 300 | 225 | Electric Utility
18642 | Tennessee Valley Authority | 3403 | Gallatin (TN) | 3 | Conventional Steam Coal | 327.6 | 263 | Electric Utility
18642 | Tennessee Valley Authority | 3403 | Gallatin (TN) | 4 | Conventional Steam Coal | 327.6 | 263 | Electric Utility
18642 | Tennessee Valley Authority | 3403 | Gallatin (TN) | GT1 | Natural Gas Fired Combustion Turbine | 81.3 | 71.5 | Electric Utility
18642 | Tennessee Valley Authority | 3403 | Gallatin (TN) | GT2 | Natural Gas Fired Combustion Turbine | 81.3 | 71.5 | Electric Utility
18642 | Tennessee Valley Authority | 3403 | Gallatin (TN) | GT3 | Natural Gas Fired Combustion Turbine | 81.3 | 71.5 | Electric Utility
18642 | Tennessee Valley Authority | 3403 | Gallatin (TN) | GT4 | Natural Gas Fired Combustion Turbine | 81.3 | 71.5 | Electric Utility
18642 | Tennessee Valley Authority | 3403 | Gallatin (TN) | GT5 | Natural Gas Fired Combustion Turbine | 84.5 | 73.4 | Electric Utility
18642 | Tennessee Valley Authority | 3403 | Gallatin (TN) | GT6 | Natural Gas Fired Combustion Turbine | 84.5 | 73.4 | Electric Utility
18642 | Tennessee Valley Authority | 3403 | Gallatin (TN) | GT7 | Natural Gas Fired Combustion Turbine | 84.5 | 73.4 | Electric Utility
18642 | Tennessee Valley Authority | 3403 | Gallatin (TN) | GT8 | Natural Gas Fired Combustion Turbine | 84.5 | 73.4 | Electric Utility
18642 | Tennessee Valley Authority | 3404 | Great Falls (TN) | 1 | Conventional Hydroelectric | 15.3 | 15.9 | Electric Utility
18642 | Tennessee Valley Authority | 3404 | Great Falls (TN) | 2 | Conventional Hydroelectric | 18.4 | 19.5 | Electric Utility
18642 | Tennessee Valley Authority | 3405 | John Sevier | CTG1 | Natural Gas Fired Combined Cycle | 191.3 | 165 | Electric Utility
18642 | Tennessee Valley Authority | 3405 | John Sevier | CTG2 | Natural Gas Fired Combined Cycle | 191.3 | 165 | Electric Utility
18642 | Tennessee Valley Authority | 3405 | John Sevier | CTG3 | Natural Gas Fired Combined Cycle | 191.3 | 165 | Electric Utility
18642 | Tennessee Valley Authority | 3405 | John Sevier | STG1 | Natural Gas Fired Combined Cycle | 423 | 383 | Electric Utility
18642 | Tennessee Valley Authority | 3406 | Johnsonville | 1 | Conventional Steam Coal | 125 | 107 | Electric Utility
18642 | Tennessee Valley Authority | 3406 | Johnsonville | 10 | Conventional Steam Coal | 172.8 | 141 | Electric Utility
18642 | Tennessee Valley Authority | 3406 | Johnsonville | 2 | Conventional Steam Coal | 125 | 107 | Electric Utility
18642 | Tennessee Valley Authority | 3406 | Johnsonville | 3 | Conventional Steam Coal | 125 | 107 | Electric Utility
18642 | Tennessee Valley Authority | 3406 | Johnsonville | 4 | Conventional Steam Coal | 125 | 107 | Electric Utility
18642 | Tennessee Valley Authority | 3406 | Johnsonville | 5 | Conventional Steam Coal | 147 | 107 | Electric Utility
18642 | Tennessee Valley Authority | 3406 | Johnsonville | 6 | Conventional Steam Coal | 147 | 107 | Electric Utility
18642 | Tennessee Valley Authority | 3406 | Johnsonville | 7 | Conventional Steam Coal | 172.8 | 141 | Electric Utility
18642 | Tennessee Valley Authority | 3406 | Johnsonville | 8 | Conventional Steam Coal | 172.8 | 141 | Electric Utility
18642 | Tennessee Valley Authority | 3406 | Johnsonville | 9 | Conventional Steam Coal | 172.8 | 141 | Electric Utility
18642 | Tennessee Valley Authority | 3406 | Johnsonville | G10 | Natural Gas Fired Combustion Turbine | 68 | 47.1 | Electric Utility
18642 | Tennessee Valley Authority | 3406 | Johnsonville | G11 | Natural Gas Fired Combustion Turbine | 68 | 47.1 | Electric Utility
18642 | Tennessee Valley Authority | 3406 | Johnsonville | G12 | Natural Gas Fired Combustion Turbine | 68 | 47.1 | Electric Utility
18642 | Tennessee Valley Authority | 3406 | Johnsonville | G13 | Natural Gas Fired Combustion Turbine | 68 | 47.1 | Electric Utility
18642 | Tennessee Valley Authority | 3406 | Johnsonville | G14 | Natural Gas Fired Combustion Turbine | 68 | 47.1 | Electric Utility
18642 | Tennessee Valley Authority | 3406 | Johnsonville | G15 | Natural Gas Fired Combustion Turbine | 68 | 47.1 | Electric Utility
18642 | Tennessee Valley Authority | 3406 | Johnsonville | G16 | Natural Gas Fired Combustion Turbine | 68 | 47.1 | Electric Utility
18642 | Tennessee Valley Authority | 3406 | Johnsonville | G17 | Natural Gas Fired Combustion Turbine | 84.5 | 72.8 | Electric Utility
18642 | Tennessee Valley Authority | 3406 | Johnsonville | G18 | Natural Gas Fired Combustion Turbine | 84.5 | 72.8 | Electric Utility
18642 | Tennessee Valley Authority | 3406 | Johnsonville | G19 | Natural Gas Fired Combustion Turbine | 84.5 | 72.8 | Electric Utility
18642 | Tennessee Valley Authority | 3406 | Johnsonville | G20 | Natural Gas Fired Combustion Turbine | 84.5 | 72.8 | Electric Utility
18642 | Tennessee Valley Authority | 3406 | Johnsonville | GT1 | Natural Gas Fired Combustion Turbine | 68 | 47.1 | Electric Utility
18642 | Tennessee Valley Authority | 3406 | Johnsonville | GT2 | Natural Gas Fired Combustion Turbine | 68 | 47.1 | Electric Utility
18642 | Tennessee Valley Authority | 3406 | Johnsonville | GT3 | Natural Gas Fired Combustion Turbine | 68 | 47.1 | Electric Utility
18642 | Tennessee Valley Authority | 3406 | Johnsonville | GT4 | Natural Gas Fired Combustion Turbine | 68 | 47.1 | Electric Utility
18642 | Tennessee Valley Authority | 3406 | Johnsonville | GT5 | Natural Gas Fired Combustion Turbine | 68 | 47.1 | Electric Utility
18642 | Tennessee Valley Authority | 3406 | Johnsonville | GT6 | Natural Gas Fired Combustion Turbine | 68 | 47.1 | Electric Utility
18642 | Tennessee Valley Authority | 3406 | Johnsonville | GT7 | Natural Gas Fired Combustion Turbine | 68 | 47.1 | Electric Utility
18642 | Tennessee Valley Authority | 3406 | Johnsonville | GT8 | Natural Gas Fired Combustion Turbine | 68 | 47.1 | Electric Utility
18642 | Tennessee Valley Authority | 3406 | Johnsonville | GT9 | Natural Gas Fired Combustion Turbine | 68 | 47.1 | Electric Utility
18642 | Tennessee Valley Authority | 3407 | Kingston | 1 | Conventional Steam Coal | 175 | 132 | Electric Utility
18642 | Tennessee Valley Authority | 3407 | Kingston | 2 | Conventional Steam Coal | 175 | 132 | Electric Utility
18642 | Tennessee Valley Authority | 3407 | Kingston | 3 | Conventional Steam Coal | 175 | 132 | Electric Utility
18642 | Tennessee Valley Authority | 3407 | Kingston | 4 | Conventional Steam Coal | 175 | 132 | Electric Utility
18642 | Tennessee Valley Authority | 3407 | Kingston | 5 | Conventional Steam Coal | 200 | 174 | Electric Utility
18642 | Tennessee Valley Authority | 3407 | Kingston | 6 | Conventional Steam Coal | 200 | 174 | Electric Utility
18642 | Tennessee Valley Authority | 3407 | Kingston | 7 | Conventional Steam Coal | 200 | 174 | Electric Utility
18642 | Tennessee Valley Authority | 3407 | Kingston | 8 | Conventional Steam Coal | 200 | 174 | Electric Utility
18642 | Tennessee Valley Authority | 3407 | Kingston | 9 | Conventional Steam Coal | 200 | 174 | Electric Utility
18642 | Tennessee Valley Authority | 3408 | Melton Hill | 1 | Conventional Hydroelectric | 36 | 39.5 | Electric Utility
18642 | Tennessee Valley Authority | 3408 | Melton Hill | 2 | Conventional Hydroelectric | 36 | 39.7 | Electric Utility
18642 | Tennessee Valley Authority | 3409 | Nickajack | 1 | Conventional Hydroelectric | 27.4 | 28.3 | Electric Utility
18642 | Tennessee Valley Authority | 3409 | Nickajack | 2 | Conventional Hydroelectric | 27.9 | 27.3 | Electric Utility
18642 | Tennessee Valley Authority | 3409 | Nickajack | 3 | Conventional Hydroelectric | 24.3 | 25 | Electric Utility
18642 | Tennessee Valley Authority | 3409 | Nickajack | 4 | Conventional Hydroelectric | 24.3 | 25 | Electric Utility
18642 | Tennessee Valley Authority | 3411 | Norris Dam | 1 | Conventional Hydroelectric | 65.7 | 63.5 | Electric Utility
18642 | Tennessee Valley Authority | 3411 | Norris Dam | 2 | Conventional Hydroelectric | 65.7 | 63.5 | Electric Utility
18642 | Tennessee Valley Authority | 3412 | Ocoee 1 | 1 | Conventional Hydroelectric | 3.8 | 4.8 | Electric Utility
18642 | Tennessee Valley Authority | 3412 | Ocoee 1 | 2 | Conventional Hydroelectric | 3.8 | 4.8 | Electric Utility
18642 | Tennessee Valley Authority | 3412 | Ocoee 1 | 3 | Conventional Hydroelectric | 3.8 | 4.8 | Electric Utility
18642 | Tennessee Valley Authority | 3412 | Ocoee 1 | 4 | Conventional Hydroelectric | 3.8 | 4.8 | Electric Utility
18642 | Tennessee Valley Authority | 3412 | Ocoee 1 | 5 | Conventional Hydroelectric | 3.8 | 4.8 | Electric Utility
18642 | Tennessee Valley Authority | 3413 | Ocoee 2 | 1 | Conventional Hydroelectric | 11.5 | 10.8 | Electric Utility
18642 | Tennessee Valley Authority | 3413 | Ocoee 2 | 2 | Conventional Hydroelectric | 11.5 | 12.6 | Electric Utility
18642 | Tennessee Valley Authority | 3414 | Ocoee 3 | 1 | Conventional Hydroelectric | 28.8 | 28.6 | Electric Utility
18642 | Tennessee Valley Authority | 3415 | Pickwick Landing Dam | 1 | Conventional Hydroelectric | 40 | 37.7 | Electric Utility
18642 | Tennessee Valley Authority | 3415 | Pickwick Landing Dam | 2 | Conventional Hydroelectric | 40 | 37.6 | Electric Utility
18642 | Tennessee Valley Authority | 3415 | Pickwick Landing Dam | 3 | Conventional Hydroelectric | 40 | 38.5 | Electric Utility
18642 | Tennessee Valley Authority | 3415 | Pickwick Landing Dam | 4 | Conventional Hydroelectric | 40 | 43.6 | Electric Utility
18642 | Tennessee Valley Authority | 3415 | Pickwick Landing Dam | 5 | Conventional Hydroelectric | 40 | 43.7 | Electric Utility
18642 | Tennessee Valley Authority | 3415 | Pickwick Landing Dam | 6 | Conventional Hydroelectric | 40 | 43.2 | Electric Utility
18642 | Tennessee Valley Authority | 3416 | South Holston | 1 | Conventional Hydroelectric | 38.5 | 44.4 | Electric Utility
18642 | Tennessee Valley Authority | 3417 | Tims Ford | 1 | Conventional Hydroelectric | 45 | 39.7 | Electric Utility
18642 | Tennessee Valley Authority | 3417 | Tims Ford | 2 | Conventional Hydroelectric | 0.7 | 0.5 | Electric Utility
18642 | Tennessee Valley Authority | 3418 | Watauga | 1 | Conventional Hydroelectric | 28.8 | 37.9 | Electric Utility
18642 | Tennessee Valley Authority | 3418 | Watauga | 2 | Conventional Hydroelectric | 28.8 | 29.1 | Electric Utility
18642 | Tennessee Valley Authority | 3420 | Watts Bar Hydro | HY1 | Conventional Hydroelectric | 41 | 39.3 | Electric Utility
18642 | Tennessee Valley Authority | 3420 | Watts Bar Hydro | HY2 | Conventional Hydroelectric | 33.4 | 39.3 | Electric Utility
18642 | Tennessee Valley Authority | 3420 | Watts Bar Hydro | HY3 | Conventional Hydroelectric | 33.4 | 39.3 | Electric Utility
18642 | Tennessee Valley Authority | 3420 | Watts Bar Hydro | HY4 | Conventional Hydroelectric | 33.4 | 36.7 | Electric Utility
18642 | Tennessee Valley Authority | 3420 | Watts Bar Hydro | HY5 | Conventional Hydroelectric | 33.4 | 39.3 | Electric Utility
18642 | Tennessee Valley Authority | 3421 | Wilbur | 1 | Conventional Hydroelectric | 1.2 | 1.4 | Electric Utility
18642 | Tennessee Valley Authority | 3421 | Wilbur | 2 | Conventional Hydroelectric | 1.2 | 1.4 | Electric Utility
18642 | Tennessee Valley Authority | 3421 | Wilbur | 3 | Conventional Hydroelectric | 1.2 | 1.3 | Electric Utility
18642 | Tennessee Valley Authority | 3421 | Wilbur | 4 | Conventional Hydroelectric | 7 | 7 | Electric Utility
18642 | Tennessee Valley Authority | 6150 | Bellefonte | DG-1 | Petroleum Liquids | 7 | 7 | Electric Utility
18642 | Tennessee Valley Authority | 6150 | Bellefonte | DG-2 | Petroleum Liquids | 7 | 7 | Electric Utility
18642 | Tennessee Valley Authority | 6151 | Raccoon Mountain | 1 | Hydroelectric Pumped Storage | 428.4 | 404.7 | Electric Utility
18642 | Tennessee Valley Authority | 6151 | Raccoon Mountain | 2 | Hydroelectric Pumped Storage | 428.4 | 404.1 | Electric Utility
18642 | Tennessee Valley Authority | 6151 | Raccoon Mountain | 3 | Hydroelectric Pumped Storage | 428.4 | 403.5 | Electric Utility
18642 | Tennessee Valley Authority | 6151 | Raccoon Mountain | 4 | Hydroelectric Pumped Storage | 428.4 | 404 | Electric Utility
18642 | Tennessee Valley Authority | 6152 | Sequoyah | 1 | Nuclear | 1220.5 | 1152 | Electric Utility
18642 | Tennessee Valley Authority | 6152 | Sequoyah | 2 | Nuclear | 1220.5 | 1125.7 | Electric Utility
18642 | Tennessee Valley Authority | 6440 | Wilson Dam | 1 | Conventional Hydroelectric | 23 | 22 | Electric Utility
18642 | Tennessee Valley Authority | 6440 | Wilson Dam | 10 | Conventional Hydroelectric | 29.2 | 29.5 | Electric Utility
18642 | Tennessee Valley Authority | 6440 | Wilson Dam | 11 | Conventional Hydroelectric | 29.2 | 29.2 | Electric Utility
18642 | Tennessee Valley Authority | 6440 | Wilson Dam | 12 | Conventional Hydroelectric | 29.2 | 29.2 | Electric Utility
18642 | Tennessee Valley Authority | 6440 | Wilson Dam | 13 | Conventional Hydroelectric | 29.2 | 29.4 | Electric Utility
18642 | Tennessee Valley Authority | 6440 | Wilson Dam | 14 | Conventional Hydroelectric | 25.2 | 29.4 | Electric Utility
18642 | Tennessee Valley Authority | 6440 | Wilson Dam | 15 | Conventional Hydroelectric | 29.2 | 29.2 | Electric Utility
18642 | Tennessee Valley Authority | 6440 | Wilson Dam | 16 | Conventional Hydroelectric | 29.2 | 29.2 | Electric Utility
18642 | Tennessee Valley Authority | 6440 | Wilson Dam | 17 | Conventional Hydroelectric | 29.2 | 29 | Electric Utility
18642 | Tennessee Valley Authority | 6440 | Wilson Dam | 18 | Conventional Hydroelectric | 25.2 | 29 | Electric Utility
18642 | Tennessee Valley Authority | 6440 | Wilson Dam | 19 | Conventional Hydroelectric | 54 | 55 | Electric Utility
18642 | Tennessee Valley Authority | 6440 | Wilson Dam | 2 | Conventional Hydroelectric | 23 | 22.3 | Electric Utility
18642 | Tennessee Valley Authority | 6440 | Wilson Dam | 20 | Conventional Hydroelectric | 54 | 55 | Electric Utility
18642 | Tennessee Valley Authority | 6440 | Wilson Dam | 21 | Conventional Hydroelectric | 54 | 55 | Electric Utility
18642 | Tennessee Valley Authority | 6440 | Wilson Dam | 3 | Conventional Hydroelectric | 23 | 23 | Electric Utility
18642 | Tennessee Valley Authority | 6440 | Wilson Dam | 4 | Conventional Hydroelectric | 23 | 22 | Electric Utility
18642 | Tennessee Valley Authority | 6440 | Wilson Dam | 5 | Conventional Hydroelectric | 36 | 30.3 | Electric Utility
18642 | Tennessee Valley Authority | 6440 | Wilson Dam | 6 | Conventional Hydroelectric | 30.9 | 30.4 | Electric Utility
18642 | Tennessee Valley Authority | 6440 | Wilson Dam | 7 | Conventional Hydroelectric | 30.9 | 29.1 | Electric Utility
18642 | Tennessee Valley Authority | 6440 | Wilson Dam | 8 | Conventional Hydroelectric | 30.9 | 30.7 | Electric Utility
18642 | Tennessee Valley Authority | 6440 | Wilson Dam | 9 | Conventional Hydroelectric | 29.2 | 29.6 | Electric Utility
18642 | Tennessee Valley Authority | 7719 | Meridian | 1 | Petroleum Liquids | 1.8 | 1.8 | Electric Utility
18642 | Tennessee Valley Authority | 7719 | Meridian | 2 | Petroleum Liquids | 1.8 | 1.8 | Electric Utility
18642 | Tennessee Valley Authority | 7719 | Meridian | 3 | Petroleum Liquids | 1.8 | 1.8 | Electric Utility
18642 | Tennessee Valley Authority | 7719 | Meridian | 4 | Petroleum Liquids | 1.8 | 1.8 | Electric Utility
18642 | Tennessee Valley Authority | 7719 | Meridian | 5 | Petroleum Liquids | 1.8 | 1.8 | Electric Utility
18642 | Tennessee Valley Authority | 7722 | Watts Bar Nuclear Plant | 1 | Nuclear | 1269.9 | 1123 | Electric Utility
18642 | Tennessee Valley Authority | 7845 | Lagoon Creek | CTG1 | Natural Gas Fired Combined Cycle | 173.4 | 160 | Electric Utility
18642 | Tennessee Valley Authority | 7845 | Lagoon Creek | CTG2 | Natural Gas Fired Combined Cycle | 173.4 | 160 | Electric Utility
18642 | Tennessee Valley Authority | 7845 | Lagoon Creek | GT1 | Natural Gas Fired Combustion Turbine | 84.5 | 73.9 | Electric Utility
18642 | Tennessee Valley Authority | 7845 | Lagoon Creek | GT10 | Natural Gas Fired Combustion Turbine | 86.2 | 72.7 | Electric Utility
18642 | Tennessee Valley Authority | 7845 | Lagoon Creek | GT11 | Natural Gas Fired Combustion Turbine | 86.2 | 72.7 | Electric Utility
18642 | Tennessee Valley Authority | 7845 | Lagoon Creek | GT12 | Natural Gas Fired Combustion Turbine | 86.2 | 72.7 | Electric Utility
18642 | Tennessee Valley Authority | 7845 | Lagoon Creek | GT2 | Natural Gas Fired Combustion Turbine | 84.5 | 73.9 | Electric Utility
18642 | Tennessee Valley Authority | 7845 | Lagoon Creek | GT3 | Natural Gas Fired Combustion Turbine | 84.5 | 73.9 | Electric Utility
18642 | Tennessee Valley Authority | 7845 | Lagoon Creek | GT4 | Natural Gas Fired Combustion Turbine | 84.5 | 73.9 | Electric Utility
18642 | Tennessee Valley Authority | 7845 | Lagoon Creek | GT5 | Natural Gas Fired Combustion Turbine | 84.5 | 73.9 | Electric Utility
18642 | Tennessee Valley Authority | 7845 | Lagoon Creek | GT6 | Natural Gas Fired Combustion Turbine | 84.5 | 73.9 | Electric Utility
18642 | Tennessee Valley Authority | 7845 | Lagoon Creek | GT7 | Natural Gas Fired Combustion Turbine | 84.5 | 73.9 | Electric Utility
18642 | Tennessee Valley Authority | 7845 | Lagoon Creek | GT8 | Natural Gas Fired Combustion Turbine | 84.5 | 73.9 | Electric Utility
18642 | Tennessee Valley Authority | 7845 | Lagoon Creek | GT9 | Natural Gas Fired Combustion Turbine | 86.2 | 72.7 | Electric Utility
18642 | Tennessee Valley Authority | 7845 | Lagoon Creek | STG1 | Natural Gas Fired Combined Cycle | 257.6 | 205 | Electric Utility
18642 | Tennessee Valley Authority | 7927 | Buffalo Mountain | 1 | Onshore Wind Turbine | 0.6 | 0.7 | Electric Utility
18642 | Tennessee Valley Authority | 7927 | Buffalo Mountain | 2 | Onshore Wind Turbine | 0.6 | 0.7 | Electric Utility
18642 | Tennessee Valley Authority | 7927 | Buffalo Mountain | 3 | Onshore Wind Turbine | 0.6 | 0.7 | Electric Utility
18642 | Tennessee Valley Authority | 7960 | Kemper County | GT1 | Natural Gas Fired Combustion Turbine | 93 | 73.3 | Electric Utility
18642 | Tennessee Valley Authority | 7960 | Kemper County | GT2 | Natural Gas Fired Combustion Turbine | 93 | 73.3 | Electric Utility
18642 | Tennessee Valley Authority | 7960 | Kemper County | GT3 | Natural Gas Fired Combustion Turbine | 93 | 73.3 | Electric Utility
18642 | Tennessee Valley Authority | 7960 | Kemper County | GT4 | Natural Gas Fired Combustion Turbine | 93 | 73.3 | Electric Utility
18642 | Tennessee Valley Authority | 55081 | Brownsville Peaking Power | 1 | Natural Gas Fired Combustion Turbine | 112 | 110 | Electric Utility
18642 | Tennessee Valley Authority | 55081 | Brownsville Peaking Power | 2 | Natural Gas Fired Combustion Turbine | 112 | 110 | Electric Utility
18642 | Tennessee Valley Authority | 55081 | Brownsville Peaking Power | 3 | Natural Gas Fired Combustion Turbine | 118 | 118 | Electric Utility
18642 | Tennessee Valley Authority | 55081 | Brownsville Peaking Power | 4 | Natural Gas Fired Combustion Turbine | 118 | 118 | Electric Utility
18642 | Tennessee Valley Authority | 55197 | Caledonia | CTG1 | Natural Gas Fired Combined Cycle | 161 | 157 | Electric Utility
18642 | Tennessee Valley Authority | 55197 | Caledonia | CTG2 | Natural Gas Fired Combined Cycle | 161 | 157 | Electric Utility
18642 | Tennessee Valley Authority | 55197 | Caledonia | CTG3 | Natural Gas Fired Combined Cycle | 161 | 157 | Electric Utility
18642 | Tennessee Valley Authority | 55197 | Caledonia | STG1 | Natural Gas Fired Combined Cycle | 106 | 98 | Electric Utility
18642 | Tennessee Valley Authority | 55197 | Caledonia | STG2 | Natural Gas Fired Combined Cycle | 106 | 98 | Electric Utility
18642 | Tennessee Valley Authority | 55197 | Caledonia | STG3 | Natural Gas Fired Combined Cycle | 106 | 98 | Electric Utility
18642 | Tennessee Valley Authority | 55232 | Marshall Energy Facility | CT1 | Natural Gas Fired Combustion Turbine | 86 | 72.7 | Electric Utility
18642 | Tennessee Valley Authority | 55232 | Marshall Energy Facility | CT2 | Natural Gas Fired Combustion Turbine | 86 | 72.7 | Electric Utility
18642 | Tennessee Valley Authority | 55232 | Marshall Energy Facility | CT3 | Natural Gas Fired Combustion Turbine | 86 | 72.7 | Electric Utility
18642 | Tennessee Valley Authority | 55232 | Marshall Energy Facility | CT4 | Natural Gas Fired Combustion Turbine | 86 | 72.7 | Electric Utility
18642 | Tennessee Valley Authority | 55232 | Marshall Energy Facility | CT5 | Natural Gas Fired Combustion Turbine | 86 | 72.7 | Electric Utility
18642 | Tennessee Valley Authority | 55232 | Marshall Energy Facility | CT6 | Natural Gas Fired Combustion Turbine | 86 | 72.7 | Electric Utility
18642 | Tennessee Valley Authority | 55232 | Marshall Energy Facility | CT7 | Natural Gas Fired Combustion Turbine | 86 | 72.7 | Electric Utility
18642 | Tennessee Valley Authority | 55232 | Marshall Energy Facility | CT8 | Natural Gas Fired Combustion Turbine | 86 | 72.7 | Electric Utility
18642 | Tennessee Valley Authority | 55251 | Gleason Generating Facility | CTG1 | Natural Gas Fired Combustion Turbine | 185.4 | 120 | Electric Utility
18642 | Tennessee Valley Authority | 55251 | Gleason Generating Facility | CTG2 | Natural Gas Fired Combustion Turbine | 191.2 | 100 | Electric Utility
18642 | Tennessee Valley Authority | 55251 | Gleason Generating Facility | CTG3 | Natural Gas Fired Combustion Turbine | 191.2 | 140 | Electric Utility
18642 | Tennessee Valley Authority | 55269 | TVA Southaven Combined Cycle | CTG1 | Natural Gas Fired Combined Cycle | 179.3 | 157 | Electric Utility
18642 | Tennessee Valley Authority | 55269 | TVA Southaven Combined Cycle | CTG2 | Natural Gas Fired Combined Cycle | 179.3 | 157 | Electric Utility
18642 | Tennessee Valley Authority | 55269 | TVA Southaven Combined Cycle | CTG3 | Natural Gas Fired Combined Cycle | 179.3 | 157 | Electric Utility
18642 | Tennessee Valley Authority | 55269 | TVA Southaven Combined Cycle | STG1 | Natural Gas Fired Combined Cycle | 122 | 103 | Electric Utility
18642 | Tennessee Valley Authority | 55269 | TVA Southaven Combined Cycle | STG2 | Natural Gas Fired Combined Cycle | 122 | 103 | Electric Utility
18642 | Tennessee Valley Authority | 55269 | TVA Southaven Combined Cycle | STG3 | Natural Gas Fired Combined Cycle | 122 | 103 | Electric Utility
18642 | Tennessee Valley Authority | 55451 | Magnolia Power Plant | CTG1 | Natural Gas Fired Combined Cycle | 178.5 | 156 | Electric Utility
18642 | Tennessee Valley Authority | 55451 | Magnolia Power Plant | CTG2 | Natural Gas Fired Combined Cycle | 178.5 | 156 | Electric Utility
18642 | Tennessee Valley Authority | 55451 | Magnolia Power Plant | CTG3 | Natural Gas Fired Combined Cycle | 178.5 | 156 | Electric Utility
18642 | Tennessee Valley Authority | 55451 | Magnolia Power Plant | STG1 | Natural Gas Fired Combined Cycle | 156 | 150 | Electric Utility
18642 | Tennessee Valley Authority | 55451 | Magnolia Power Plant | STG2 | Natural Gas Fired Combined Cycle | 156 | 150 | Electric Utility
18642 | Tennessee Valley Authority | 55451 | Magnolia Power Plant | STG3 | Natural Gas Fired Combined Cycle | 156 | 150 | Electric Utility
18668 | Tesoro Refining and Marketing Co LLC | 52133 | Tesoro Mandan Cogeneration Plant | GEN1 | Other Gases | 2.5 | 2.8 | Industrial CHP
18668 | Tesoro Refining and Marketing Co LLC | 52133 | Tesoro Mandan Cogeneration Plant | GEN2 | Other Gases | 2.5 | 2.8 | Industrial CHP
18668 | Tesoro Refining and Marketing Co LLC | 52133 | Tesoro Mandan Cogeneration Plant | GEN3 | Other Gases | 2.5 | 2.8 | Industrial CHP
18715 | Texas Municipal Power Agency | 6136 | Gibbons Creek | 1 | Conventional Steam Coal | 453.5 | 470 | Electric Utility
18760 | TPC Group, LLC | 50229 | Texas Petrochemicals | TG2 | Natural Gas Steam Turbine | 35 | 35 | Industrial CHP
18814 | Thermo Greeley LLC | 50709 | Thermo Greeley | GEN1 | Natural Gas Fired Combustion Turbine | 37 | 30.1 | IPP CHP
18820 | City of Thief River Falls | 2014 | Thief River Falls | HY1 | Conventional Hydroelectric | 0.3 | 0.3 | Electric Utility
18820 | City of Thief River Falls | 2014 | Thief River Falls | HY2 | Conventional Hydroelectric | 0.2 | 0.2 | Electric Utility
18820 | City of Thief River Falls | 2014 | Thief River Falls | IC1 | Petroleum Liquids | 2.2 | 1.9 | Electric Utility
18820 | City of Thief River Falls | 2014 | Thief River Falls | IC2 | Petroleum Liquids | 1.2 | 1 | Electric Utility
18820 | City of Thief River Falls | 2014 | Thief River Falls | IC3A | Petroleum Liquids | 1.2 | 1.2 | Electric Utility
18820 | City of Thief River Falls | 2014 | Thief River Falls | IC4 | Petroleum Liquids | 1.4 | 1.2 | Electric Utility
18835 | Tenaska Alabama B LP | 55440 | Tenaska Central Alabama Generating Stn | CTG1 | Natural Gas Fired Combined Cycle | 179 | 174.3 | IPP Non-CHP
18835 | Tenaska Alabama B LP | 55440 | Tenaska Central Alabama Generating Stn | CTG2 | Natural Gas Fired Combined Cycle | 179 | 173.6 | IPP Non-CHP
18835 | Tenaska Alabama B LP | 55440 | Tenaska Central Alabama Generating Stn | CTG3 | Natural Gas Fired Combined Cycle | 179 | 177.4 | IPP Non-CHP
18835 | Tenaska Alabama B LP | 55440 | Tenaska Central Alabama Generating Stn | ST1 | Natural Gas Fired Combined Cycle | 390.1 | 398.5 | IPP Non-CHP
18843 | Thiele Kaolin Co | 54841 | Thiele Kaolin Sandersville | G1 | Petroleum Liquids | 1.2 | 1.1 | Industrial Non-CHP
18843 | Thiele Kaolin Co | 54841 | Thiele Kaolin Sandersville | G2 | Petroleum Liquids | 1.2 | 1.1 | Industrial Non-CHP
18843 | Thiele Kaolin Co | 54849 | Thiele Kaolin Reedy Creek | G1 | Petroleum Liquids | 1.1 | 1.1 | Industrial Non-CHP
18843 | Thiele Kaolin Co | 54849 | Thiele Kaolin Reedy Creek | G2 | Petroleum Liquids | 1.1 | 1.1 | Industrial Non-CHP
18850 | Thorton Township School Dist | 55004 | Thornwood High School | 1 | Natural Gas Internal Combustion Engine | 0.7 | 0.7 | Commercial Non-CHP
18850 | Thorton Township School Dist | 55004 | Thornwood High School | 2 | Natural Gas Internal Combustion Engine | 0.7 | 0.7 | Commercial Non-CHP
18850 | Thorton Township School Dist | 55005 | Thornridge High School | 1 | Natural Gas Internal Combustion Engine | 0.5 | 0.5 | Commercial Non-CHP
18850 | Thorton Township School Dist | 55005 | Thornridge High School | 2 | Natural Gas Internal Combustion Engine | 0.5 | 0.5 | Commercial Non-CHP
18895 | Thumb Electric Coop of Mich | 1874 | Caro | 1 | Petroleum Liquids | 1.3 | 1 | Electric Utility
18895 | Thumb Electric Coop of Mich | 1874 | Caro | 2 | Petroleum Liquids | 1.3 | 1 | Electric Utility
18895 | Thumb Electric Coop of Mich | 1874 | Caro | 3 | Petroleum Liquids | 1.3 | 1 | Electric Utility
18895 | Thumb Electric Coop of Mich | 1874 | Caro | 4 | Petroleum Liquids | 1.5 | 1.5 | Electric Utility
18895 | Thumb Electric Coop of Mich | 1874 | Caro | 5 | Petroleum Liquids | 2 | 2 | Electric Utility
18895 | Thumb Electric Coop of Mich | 1874 | Caro | 6 | Petroleum Liquids | 2 | 2 | Electric Utility
18895 | Thumb Electric Coop of Mich | 1875 | Ubly | 1 | Petroleum Liquids | 0.6 | 0.6 | Electric Utility
18895 | Thumb Electric Coop of Mich | 1875 | Ubly | 2 | Petroleum Liquids | 0.7 | 0.6 | Electric Utility
18895 | Thumb Electric Coop of Mich | 1875 | Ubly | 3 | Petroleum Liquids | 0.7 | 0.7 | Electric Utility
18895 | Thumb Electric Coop of Mich | 1875 | Ubly | 4 | Petroleum Liquids | 0.9 | 0.9 | Electric Utility
18895 | Thumb Electric Coop of Mich | 1875 | Ubly | 5 | Petroleum Liquids | 1.5 | 1.5 | Electric Utility
18895 | Thumb Electric Coop of Mich | 1875 | Ubly | 6 | Natural Gas Internal Combustion Engine | 1.5 | 1.5 | Electric Utility
18895 | Thumb Electric Coop of Mich | 1875 | Ubly | 7 | Petroleum Liquids | 2.5 | 2.5 | Electric Utility
18895 | Thumb Electric Coop of Mich | 1875 | Ubly | 8 | Petroleum Liquids | 2.5 | 2.5 | Electric Utility
18895 | Thumb Electric Coop of Mich | 1875 | Ubly | 9 | Petroleum Liquids | 1.5 | 1.5 | Electric Utility
18912 | Thunder Bay Power Co LLC | 54340 | Norway Point Hydropower Project | 1 | Conventional Hydroelectric | 2.8 | 2.8 | IPP Non-CHP
18912 | Thunder Bay Power Co LLC | 54340 | Norway Point Hydropower Project | 2 | Conventional Hydroelectric | 1.2 | 1.2 | IPP Non-CHP
18912 | Thunder Bay Power Co LLC | 54341 | Four Mile Hydropower Project | 1 | Conventional Hydroelectric | 0.6 | 0.6 | IPP Non-CHP
18912 | Thunder Bay Power Co LLC | 54341 | Four Mile Hydropower Project | 2 | Conventional Hydroelectric | 0.6 | 0.6 | IPP Non-CHP
18912 | Thunder Bay Power Co LLC | 54341 | Four Mile Hydropower Project | 3 | Conventional Hydroelectric | 0.6 | 0.6 | IPP Non-CHP
18912 | Thunder Bay Power Co LLC | 54341 | Four Mile Hydropower Project | 4 | Conventional Hydroelectric | 0.2 | 0.2 | IPP Non-CHP
18912 | Thunder Bay Power Co LLC | 54342 | Ninth Street Hydropower Project | 1 | Conventional Hydroelectric | 0.4 | 0.4 | IPP Non-CHP
18912 | Thunder Bay Power Co LLC | 54342 | Ninth Street Hydropower Project | 2 | Conventional Hydroelectric | 0.4 | 0.4 | IPP Non-CHP
18912 | Thunder Bay Power Co LLC | 54342 | Ninth Street Hydropower Project | 3 | Conventional Hydroelectric | 0.4 | 0.4 | IPP Non-CHP
18947 | City of Tipton - (IA) | 8106 | Tipton | 1A | Natural Gas Internal Combustion Engine | 2 | 2 | Electric Utility
18947 | City of Tipton - (IA) | 8106 | Tipton | 2 | Natural Gas Internal Combustion Engine | 1.3 | 1.2 | Electric Utility
18947 | City of Tipton - (IA) | 8106 | Tipton | 3 | Natural Gas Internal Combustion Engine | 1.3 | 1.2 | Electric Utility
18947 | City of Tipton - (IA) | 8106 | Tipton | 4 | Petroleum Liquids | 0.3 | 0.3 | Electric Utility
18947 | City of Tipton - (IA) | 8106 | Tipton | 5 | Petroleum Liquids | 2 | 2 | Electric Utility
18947 | City of Tipton - (IA) | 8106 | Tipton | 6 | Petroleum Liquids | 2 | 2 | Electric Utility
18963 | Inside Passage Elec Coop, Inc | 7462 | Angoon | 1A | Petroleum Liquids | 0.5 | 0.5 | Electric Utility
18963 | Inside Passage Elec Coop, Inc | 7462 | Angoon | 2A | Petroleum Liquids | 0.5 | 0.5 | Electric Utility
18963 | Inside Passage Elec Coop, Inc | 7462 | Angoon | 3 | Petroleum Liquids | 0.5 | 0.5 | Electric Utility
18963 | Inside Passage Elec Coop, Inc | 7463 | Hoonah | 2A | Petroleum Liquids | 1 | 1 | Electric Utility
18963 | Inside Passage Elec Coop, Inc | 7463 | Hoonah | 3A | Petroleum Liquids | 0.5 | 0.5 | Electric Utility
18963 | Inside Passage Elec Coop, Inc | 7463 | Hoonah | 4 | Petroleum Liquids | 0.5 | 0.5 | Electric Utility
18963 | Inside Passage Elec Coop, Inc | 7464 | Kake | 1A | Petroleum Liquids | 0.5 | 0.5 | Electric Utility
18963 | Inside Passage Elec Coop, Inc | 7464 | Kake | 2 | Petroleum Liquids | 1.1 | 1.1 | Electric Utility
18963 | Inside Passage Elec Coop, Inc | 7464 | Kake | 3A | Petroleum Liquids | 0.8 | 0.8 | Electric Utility
18981 | Thomson Corp | 54294 | West Group Data Center | 1 | Petroleum Liquids | 2 | 0.6 | Commercial Non-CHP
18981 | Thomson Corp | 54294 | West Group Data Center | 2 | Petroleum Liquids | 2 | 0.6 | Commercial Non-CHP
18981 | Thomson Corp | 54294 | West Group Data Center | 3 | Petroleum Liquids | 2 | 0.6 | Commercial Non-CHP
18981 | Thomson Corp | 54294 | West Group Data Center | 4 | Petroleum Liquids | 2 | 0.6 | Commercial Non-CHP
18981 | Thomson Corp | 55133 | Thomson Reuters Campus Bldg A-D | 3086 | Petroleum Liquids | 2 | 1.6 | Industrial Non-CHP
18981 | Thomson Corp | 55133 | Thomson Reuters Campus Bldg A-D | 3087 | Petroleum Liquids | 2 | 1.6 | Industrial Non-CHP
18981 | Thomson Corp | 55133 | Thomson Reuters Campus Bldg A-D | 3088 | Petroleum Liquids | 2 | 1.6 | Industrial Non-CHP
18981 | Thomson Corp | 55133 | Thomson Reuters Campus Bldg A-D | 3089 | Petroleum Liquids | 2 | 1.6 | Industrial Non-CHP
18981 | Thomson Corp | 55133 | Thomson Reuters Campus Bldg A-D | 3090 | Petroleum Liquids | 2 | 1.6 | Industrial Non-CHP
18981 | Thomson Corp | 55133 | Thomson Reuters Campus Bldg A-D | 3091 | Petroleum Liquids | 2 | 1.6 | Industrial Non-CHP
18981 | Thomson Corp | 55133 | Thomson Reuters Campus Bldg A-D | 3093 | Petroleum Liquids | 2 | 1.6 | Industrial Non-CHP
18981 | Thomson Corp | 56247 | West Group Data Center F | 1 | Petroleum Liquids | 2 | 0.6 | Commercial Non-CHP
18981 | Thomson Corp | 56247 | West Group Data Center F | 2 | Petroleum Liquids | 2 | 0.6 | Commercial Non-CHP
18981 | Thomson Corp | 56247 | West Group Data Center F | 3 | Petroleum Liquids | 2 | 0.6 | Commercial Non-CHP
18981 | Thomson Corp | 56247 | West Group Data Center F | 4 | Petroleum Liquids | 2 | 0.6 | Commercial Non-CHP
18981 | Thomson Corp | 57207 | Thomson Reuters Data Center Bldg ES101 | 1 | Petroleum Liquids | 1.2 | 0.6 | Commercial Non-CHP
18981 | Thomson Corp | 57208 | Thomson Reuters Data Center Bldg H | 1 | Petroleum Liquids | 2 | 0.6 | Commercial Non-CHP
18981 | Thomson Corp | 57208 | Thomson Reuters Data Center Bldg H | 2 | Petroleum Liquids | 2 | 0.6 | Commercial Non-CHP
18981 | Thomson Corp | 57208 | Thomson Reuters Data Center Bldg H | 3 | Petroleum Liquids | 2 | 0.6 | Commercial Non-CHP
18981 | Thomson Corp | 57208 | Thomson Reuters Data Center Bldg H | 4 | Petroleum Liquids | 2 | 0.6 | Commercial Non-CHP
18986 | THUMS Long Beach Company | 56051 | THUMS | GEN1 | Natural Gas Fired Combustion Turbine | 57.4 | 45 | Industrial Non-CHP
19013 | Topsham Hydro Partners | 50758 | Pejepscot Hydroelectric Project | GEN1 | Conventional Hydroelectric | 12.3 | 11.7 | IPP Non-CHP
19013 | Topsham Hydro Partners | 50758 | Pejepscot Hydroelectric Project | GEN2 | Conventional Hydroelectric | 0.4 | 0.4 | IPP Non-CHP
19013 | Topsham Hydro Partners | 50758 | Pejepscot Hydroelectric Project | GEN3 | Conventional Hydroelectric | 0.5 | 0.5 | IPP Non-CHP
19013 | Topsham Hydro Partners | 50758 | Pejepscot Hydroelectric Project | GEN4 | Conventional Hydroelectric | 0.5 | 0.5 | IPP Non-CHP
19037 | Tower Kleber Ltd Partnership | 1871 | Kleber | K1 | Conventional Hydroelectric | 0.6 | 0.6 | IPP Non-CHP
19037 | Tower Kleber Ltd Partnership | 1871 | Kleber | K2 | Conventional Hydroelectric | 0.6 | 0.6 | IPP Non-CHP
19037 | Tower Kleber Ltd Partnership | 1871 | Kleber | T1 | Conventional Hydroelectric | 0.3 | 0.3 | IPP Non-CHP
19037 | Tower Kleber Ltd Partnership | 1871 | Kleber | T2 | Conventional Hydroelectric | 0.3 | 0.3 | IPP Non-CHP
19062 | City of Traer - (IA) | 1192 | Traer Main | 3 | Petroleum Liquids | 1.1 | 1 | Electric Utility
19062 | City of Traer - (IA) | 1192 | Traer Main | 4 | Petroleum Liquids | 1.1 | 1 | Electric Utility
19062 | City of Traer - (IA) | 1192 | Traer Main | 5 | Petroleum Liquids | 0.6 | 0.5 | Electric Utility
19062 | City of Traer - (IA) | 1192 | Traer Main | 6 | Petroleum Liquids | 1.3 | 1.2 | Electric Utility
19062 | City of Traer - (IA) | 7920 | Traer South | 5 | Petroleum Liquids | 2 | 1.8 | Electric Utility
19062 | City of Traer - (IA) | 56025 | Traer East | 6 | Petroleum Liquids | 2 | 2 | Electric Utility
19062 | City of Traer - (IA) | 56025 | Traer East | 7 | Petroleum Liquids | 2 | 2 | Electric Utility
19063 | Mojave 3/4/5 LLC | 52142 | Mojave 4 | GEN1 | Onshore Wind Turbine | 29 | 29 | IPP Non-CHP
19063 | Mojave 3/4/5 LLC | 52143 | Mojave 3 | GEN1 | Onshore Wind Turbine | 23.5 | 23.5 | IPP Non-CHP
19063 | Mojave 3/4/5 LLC | 52144 | Mojave 5 | GEN1 | Onshore Wind Turbine | 22.5 | 22.5 | IPP Non-CHP
19068 | Colorado Golden Energy Corp. | 10180 | Metro Wastewater Reclamation District | 1 | Other Waste Biomass | 2 | 1.2 | IPP CHP
19068 | Colorado Golden Energy Corp. | 10180 | Metro Wastewater Reclamation District | 2 | Other Waste Biomass | 2 | 1.2 | IPP CHP
19068 | Colorado Golden Energy Corp. | 10180 | Metro Wastewater Reclamation District | 3 | Other Waste Biomass | 2 | 1.2 | IPP CHP
19068 | Colorado Golden Energy Corp. | 10180 | Metro Wastewater Reclamation District | 4 | Other Waste Biomass | 2 | 1.2 | IPP CHP
19068 | Colorado Golden Energy Corp. | 10180 | Metro Wastewater Reclamation District | 5 | Other Waste Biomass | 3.5 | 2.5 | IPP CHP
19068 | Colorado Golden Energy Corp. | 10180 | Metro Wastewater Reclamation District | 6 | Other Waste Biomass | 3.5 | 2.5 | IPP CHP
19091 | Suez Energy Generation NA, Inc. | 10633 | Hopewell Cogeneration | GT1 | Natural Gas Fired Combined Cycle | 101 | 84.1 | IPP CHP
19091 | Suez Energy Generation NA, Inc. | 10633 | Hopewell Cogeneration | GT2 | Natural Gas Fired Combined Cycle | 101 | 84.1 | IPP CHP
19091 | Suez Energy Generation NA, Inc. | 10633 | Hopewell Cogeneration | GT3 | Natural Gas Fired Combined Cycle | 101 | 84.1 | IPP CHP
19091 | Suez Energy Generation NA, Inc. | 10633 | Hopewell Cogeneration | ST1 | All Other | 96 | 96 | IPP CHP
19099 | TransAlta Centralia Gen LLC | 3845 | Transalta Centralia Generation | 1 | Conventional Steam Coal | 729.9 | 670 | IPP Non-CHP
19099 | TransAlta Centralia Gen LLC | 3845 | Transalta Centralia Generation | 2 | Conventional Steam Coal | 729.9 | 670 | IPP Non-CHP
19099 | TransAlta Centralia Gen LLC | 7259 | Skookumchuck | 1 | Conventional Hydroelectric | 1 | 1 | IPP Non-CHP
19102 | Transcontinental Gas PL Corp | 54744 | District 70 Transco Gas Pipe Line | 001 | All Other | 0.8 | 0.7 | Commercial Non-CHP
19102 | Transcontinental Gas PL Corp | 54744 | District 70 Transco Gas Pipe Line | 002 | All Other | 0.8 | 0.7 | Commercial Non-CHP
19121 | Trafalgar Power Inc | 50768 | Forestport | 1 | Conventional Hydroelectric | 3.4 | 3.4 | IPP Non-CHP
19121 | Trafalgar Power Inc | 52057 | Herkimer | 01 | Conventional Hydroelectric | 0.4 | 0.1 | IPP Non-CHP
19121 | Trafalgar Power Inc | 52057 | Herkimer | 02 | Conventional Hydroelectric | 0.4 | 0.1 | IPP Non-CHP
19121 | Trafalgar Power Inc | 52057 | Herkimer | 03 | Conventional Hydroelectric | 0.4 | 0.1 | IPP Non-CHP
19121 | Trafalgar Power Inc | 52057 | Herkimer | 04 | Conventional Hydroelectric | 0.4 | 0.1 | IPP Non-CHP
19121 | Trafalgar Power Inc | 52058 | Ogdensburg | 01 | Conventional Hydroelectric | 0.7 | 0.2 | IPP Non-CHP
19121 | Trafalgar Power Inc | 52058 | Ogdensburg | 02 | Conventional Hydroelectric | 0.7 | 0.2 | IPP Non-CHP
19121 | Trafalgar Power Inc | 52058 | Ogdensburg | 03 | Conventional Hydroelectric | 0.7 | 0.2 | IPP Non-CHP
19121 | Trafalgar Power Inc | 52058 | Ogdensburg | 04 | Conventional Hydroelectric | 0.7 | 0.2 | IPP Non-CHP
19121 | Trafalgar Power Inc | 52058 | Ogdensburg | 05 | Conventional Hydroelectric | 0.7 | 0.2 | IPP Non-CHP
19145 | DTE Tuscola, LLC | 55245 | Tuscola Station | TG1 | Conventional Steam Coal | 6 | 3.8 | Industrial CHP
19145 | DTE Tuscola, LLC | 55245 | Tuscola Station | TG2 | Conventional Steam Coal | 6 | 4.9 | Industrial CHP
19145 | DTE Tuscola, LLC | 55245 | Tuscola Station | TG3 | Conventional Steam Coal | 6 | 4.8 | Industrial CHP
19148 | Veolia Energy Trenton L.P | 50094 | Veolia Energy Trenton L.P. | 7214 | Natural Gas Internal Combustion Engine | 6 | 5.8 | Commercial CHP
19150 | Trenton Municipal Utilities - (MO) | 698 | Trenton North | 1 | Petroleum Liquids | 2.7 | 2.7 | Electric Utility
19150 | Trenton Municipal Utilities - (MO) | 698 | Trenton North | 2 | Petroleum Liquids | 2.7 | 2.7 | Electric Utility
19150 | Trenton Municipal Utilities - (MO) | 698 | Trenton North | 3 | Petroleum Liquids | 2.7 | 2.7 | Electric Utility
19150 | Trenton Municipal Utilities - (MO) | 698 | Trenton North | 4 | Petroleum Liquids | 2.7 | 2.7 | Electric Utility
19150 | Trenton Municipal Utilities - (MO) | 698 | Trenton North | 5 | Petroleum Liquids | 2.7 | 2.7 | Electric Utility
19150 | Trenton Municipal Utilities - (MO) | 7935 | Trenton South | 1 | Petroleum Liquids | 2 | 1.8 | Electric Utility
19150 | Trenton Municipal Utilities - (MO) | 7935 | Trenton South | 2 | Petroleum Liquids | 2 | 1.8 | Electric Utility
19150 | Trenton Municipal Utilities - (MO) | 7935 | Trenton South | 3 | Petroleum Liquids | 2 | 1.8 | Electric Utility
19150 | Trenton Municipal Utilities - (MO) | 7935 | Trenton South | 4 | Petroleum Liquids | 2 | 1.8 | Electric Utility
19150 | Trenton Municipal Utilities - (MO) | 7935 | Trenton South | 5 | Petroleum Liquids | 2 | 2 | Electric Utility
19150 | Trenton Municipal Utilities - (MO) | 7935 | Trenton South | 6 | Petroleum Liquids | 2 | 2 | Electric Utility
19150 | Trenton Municipal Utilities - (MO) | 7935 | Trenton South | 7 | Petroleum Liquids | 2 | 2 | Electric Utility
19153 | Nassau Energy Corp | 52056 | Nassau Energy Corp | GT1 | Natural Gas Fired Combined Cycle | 43 | 43 | IPP CHP
19153 | Nassau Energy Corp | 52056 | Nassau Energy Corp | ST1 | Natural Gas Fired Combined Cycle | 12 | 12 | IPP CHP
19165 | Trigen-Cinergy Solutions College Park | 56038 | UMCP CHP Plant | 1 | Natural Gas Fired Combustion Turbine | 11 | 9.4 | IPP CHP
19165 | Trigen-Cinergy Solutions College Park | 56038 | UMCP CHP Plant | 2 | Natural Gas Fired Combustion Turbine | 11 | 9.4 | IPP CHP
19165 | Trigen-Cinergy Solutions College Park | 56038 | UMCP CHP Plant | 3 | Natural Gas Steam Turbine | 5.4 | 2 | IPP CHP
19171 | Trent Wind Farm LP | 55968 | Trent Wind Farm LP | WTG1 | Onshore Wind Turbine | 150 | 150 | IPP Non-CHP
19173 | Colorado Energy Nations Company LLLP | 10003 | Colorado Energy Nations Company | GEN1 | Conventional Steam Coal | 7.5 | 10 | IPP CHP
19173 | Colorado Energy Nations Company LLLP | 10003 | Colorado Energy Nations Company | GEN2 | Conventional Steam Coal | 7.5 | 10 | IPP CHP
19173 | Colorado Energy Nations Company LLLP | 10003 | Colorado Energy Nations Company | GEN3 | Conventional Steam Coal | 20 | 20 | IPP CHP
19198 | Trigen Inner Harbor East, LLC | 56050 | Inner Harbor East Heating | 1 | Natural Gas Internal Combustion Engine | 2.1 | 2.1 | Commercial CHP
19204 | City of Trinidad - (CO) | 511 | Trinidad (CO) | 1 | Conventional Steam Coal | 3.7 | 3.8 | Electric Utility
19204 | City of Trinidad - (CO) | 511 | Trinidad (CO) | 3 | Natural Gas Internal Combustion Engine | 1.9 | 1.9 | Electric Utility
19204 | City of Trinidad - (CO) | 511 | Trinidad (CO) | 4 | Natural Gas Internal Combustion Engine | 1.9 | 1.9 | Electric Utility
19204 | City of Trinidad - (CO) | 511 | Trinidad (CO) | 5 | Petroleum Liquids | 1.8 | 1.8 | Electric Utility
19204 | City of Trinidad - (CO) | 511 | Trinidad (CO) | 6 | Petroleum Liquids | 1.8 | 1.8 | Electric Utility
19204 | City of Trinidad - (CO) | 511 | Trinidad (CO) | 7 | Petroleum Liquids | 1.8 | 1.8 | Electric Utility
19216 | Tropicana Products Inc | 50971 | Tropicana Products Bradent | GEN1 | Natural Gas Fired Combustion Turbine | 46.8 | 31 | Industrial CHP
19237 | Truman Public Utilities Comm | 2015 | Truman | 1 | Petroleum Liquids | 0.2 | 0.2 | Electric Utility
19237 | Truman Public Utilities Comm | 2015 | Truman | 2 | Petroleum Liquids | 0.2 | 0.2 | Electric Utility
19237 | Truman Public Utilities Comm | 2015 | Truman | 3 | Petroleum Liquids | 2.2 | 2 | Electric Utility
19237 | Truman Public Utilities Comm | 2015 | Truman | 4 | Petroleum Liquids | 0.7 | 0.7 | Electric Utility
19237 | Truman Public Utilities Comm | 2015 | Truman | 5 | Petroleum Liquids | 0.8 | 0.8 | Electric Utility
19237 | Truman Public Utilities Comm | 2015 | Truman | 6 | Petroleum Liquids | 1.8 | 1.8 | Electric Utility
19237 | Truman Public Utilities Comm | 2015 | Truman | 7 | Petroleum Liquids | 2.2 | 2.2 | Electric Utility
19272 | Doyon Utilities - Fort Greely | 54834 | Fort Greely Power Plant | EN-4 | Petroleum Liquids | 1.2 | 1.2 | Commercial Non-CHP
19272 | Doyon Utilities - Fort Greely | 54834 | Fort Greely Power Plant | EN-5 | Petroleum Liquids | 1.2 | 1.2 | Commercial Non-CHP
19272 | Doyon Utilities - Fort Greely | 54834 | Fort Greely Power Plant | EN-6 | Petroleum Liquids | 2.5 | 2.5 | Commercial Non-CHP
19272 | Doyon Utilities - Fort Greely | 54834 | Fort Greely Power Plant | EN-7 | Petroleum Liquids | 2.5 | 2.5 | Commercial Non-CHP
19281 | Turlock Irrigation District | 161 | Turlock Lake | 1 | Conventional Hydroelectric | 1.1 | 1.1 | Electric Utility
19281 | Turlock Irrigation District | 161 | Turlock Lake | 2 | Conventional Hydroelectric | 1.1 | 1.1 | Electric Utility
19281 | Turlock Irrigation District | 161 | Turlock Lake | 3 | Conventional Hydroelectric | 1.1 | 1.1 | Electric Utility
19281 | Turlock Irrigation District | 162 | Hickman | 1 | Conventional Hydroelectric | 0.5 | 0.5 | Electric Utility
19281 | Turlock Irrigation District | 162 | Hickman | 2 | Conventional Hydroelectric | 0.5 | 0.5 | Electric Utility
19281 | Turlock Irrigation District | 439 | Don Pedro | 1 | Conventional Hydroelectric | 45.5 | 55 | Electric Utility
19281 | Turlock Irrigation District | 439 | Don Pedro | 2 | Conventional Hydroelectric | 45.5 | 55 | Electric Utility
19281 | Turlock Irrigation District | 439 | Don Pedro | 3 | Conventional Hydroelectric | 45.5 | 55 | Electric Utility
19281 | Turlock Irrigation District | 439 | Don Pedro | 4 | Conventional Hydroelectric | 34.3 | 38.2 | Electric Utility
19281 | Turlock Irrigation District | 440 | La Grange | 1 | Conventional Hydroelectric | 1.2 | 1 | Electric Utility
19281 | Turlock Irrigation District | 440 | La Grange | 2 | Conventional Hydroelectric | 3.3 | 3.3 | Electric Utility
19281 | Turlock Irrigation District | 489 | Upper Dawson | 1 | Conventional Hydroelectric | 4.4 | 5.5 | Electric Utility
19281 | Turlock Irrigation District | 4256 | Walnut | 1 | Natural Gas Fired Combustion Turbine | 24.9 | 23.5 | Electric Utility
19281 | Turlock Irrigation District | 4256 | Walnut | 2 | Natural Gas Fired Combustion Turbine | 24.9 | 23.5 | Electric Utility
19281 | Turlock Irrigation District | 7315 | Almond Power Plant | 1 | Natural Gas Fired Combustion Turbine | 49.5 | 49.5 | Electric Utility
19281 | Turlock Irrigation District | 7315 | Almond Power Plant | 2 | Natural Gas Fired Combustion Turbine | 58 | 50 | Electric Utility
19281 | Turlock Irrigation District | 7315 | Almond Power Plant | 3 | Natural Gas Fired Combustion Turbine | 58 | 50 | Electric Utility
19281 | Turlock Irrigation District | 7315 | Almond Power Plant | 4 | Natural Gas Fired Combustion Turbine | 58 | 50 | Electric Utility
19281 | Turlock Irrigation District | 50218 | Woodward Power Plant | U1 | Conventional Hydroelectric | 2.8 | 2.7 | IPP Non-CHP
19281 | Turlock Irrigation District | 50219 | Frankenheimer Power Plant | U1 | Conventional Hydroelectric | 5.3 | 4 | IPP Non-CHP
19281 | Turlock Irrigation District | 56078 | Walnut Energy Center | 1 | Natural Gas Fired Combined Cycle | 94.9 | 84 | Electric Utility
19281 | Turlock Irrigation District | 56078 | Walnut Energy Center | 2 | Natural Gas Fired Combined Cycle | 94.9 | 84 | Electric Utility
19281 | Turlock Irrigation District | 56078 | Walnut Energy Center | 3 | Natural Gas Fired Combined Cycle | 110.8 | 101 | Electric Utility
19281 | Turlock Irrigation District | 56702 | Tuolumne Wind Project | WPT1 | Onshore Wind Turbine | 136.3 | 136.3 | Electric Utility
19314 | Twin Falls Hydro Associates LP | 50827 | Twin Falls Hydro | UNI1 | Conventional Hydroelectric | 12 | 11.4 | IPP Non-CHP
19314 | Twin Falls Hydro Associates LP | 50827 | Twin Falls Hydro | UNI2 | Conventional Hydroelectric | 12 | 11.4 | IPP Non-CHP
19351 | U S Gypsum Co | 50203 | US Gypsum Oakfield | GEN1 | Natural Gas Fired Combustion Turbine | 5.8 | 4.9 | Industrial CHP
19363 | University of M&D-New Jersey | 50411 | University of Medicine Dentistry NJ | GEN1 | Natural Gas Fired Combustion Turbine | 3.5 | 3.4 | Commercial CHP
19363 | University of M&D-New Jersey | 50411 | University of Medicine Dentistry NJ | GEN2 | Natural Gas Fired Combustion Turbine | 3.5 | 3.4 | Commercial CHP
19363 | University of M&D-New Jersey | 50411 | University of Medicine Dentistry NJ | GEN3 | Natural Gas Fired Combustion Turbine | 3.5 | 3.4 | Commercial CHP
19365 | United States Sugar Corp | 50482 | Clewiston Sugar House | TG5 | Other Waste Biomass | 21.6 | 11 | Industrial CHP
19365 | United States Sugar Corp | 50482 | Clewiston Sugar House | TG6 | Other Waste Biomass | 15 | 14 | Industrial CHP
19365 | United States Sugar Corp | 50482 | Clewiston Sugar House | TG7 | Other Waste Biomass | 20 | 18.6 | Industrial CHP
19365 | United States Sugar Corp | 50482 | Clewiston Sugar House | TG8 | Other Waste Biomass | 14 | 12 | Industrial CHP
19370 | United States Steel Corporation | 50730 | Fairfield Works | GEN1 | Other Gases | 20 | 20 | Industrial Non-CHP
19370 | United States Steel Corporation | 50730 | Fairfield Works | GEN2 | Other Gases | 20 | 20 | Industrial Non-CHP
19370 | United States Steel Corporation | 50730 | Fairfield Works | GEN3 | Other Gases | 20 | 20 | Industrial Non-CHP
19370 | United States Steel Corporation | 50730 | Fairfield Works | GEN4 | Other Gases | 22 | 20 | Industrial Non-CHP
19375 | USCE-Savannah District | 754 | Hartwell Lake | 1 | Conventional Hydroelectric | 85 | 85 | Electric Utility
19375 | USCE-Savannah District | 754 | Hartwell Lake | 2 | Conventional Hydroelectric | 85 | 85 | Electric Utility
19375 | USCE-Savannah District | 754 | Hartwell Lake | 3 | Conventional Hydroelectric | 85 | 85 | Electric Utility
19375 | USCE-Savannah District | 754 | Hartwell Lake | 4 | Conventional Hydroelectric | 85 | 85 | Electric Utility
19375 | USCE-Savannah District | 754 | Hartwell Lake | 5 | Conventional Hydroelectric | 80 | 80 | Electric Utility
19375 | USCE-Savannah District | 3323 | J Strom Thurmond | 1 | Conventional Hydroelectric | 51.7 | 48 | Electric Utility
19375 | USCE-Savannah District | 3323 | J Strom Thurmond | 2 | Conventional Hydroelectric | 51.7 | 48 | Electric Utility
19375 | USCE-Savannah District | 3323 | J Strom Thurmond | 3 | Conventional Hydroelectric | 51.7 | 48 | Electric Utility
19375 | USCE-Savannah District | 3323 | J Strom Thurmond | 4 | Conventional Hydroelectric | 51.7 | 48 | Electric Utility
19375 | USCE-Savannah District | 3323 | J Strom Thurmond | 5 | Conventional Hydroelectric | 51.7 | 48 | Electric Utility
19375 | USCE-Savannah District | 3323 | J Strom Thurmond | 6 | Conventional Hydroelectric | 51.7 | 48 | Electric Utility
19375 | USCE-Savannah District | 3323 | J Strom Thurmond | 7 | Conventional Hydroelectric | 51.7 | 48 | Electric Utility
19375 | USCE-Savannah District | 6132 | Richard B Russell | 1 | Conventional Hydroelectric | 75 | 84 | Electric Utility
19375 | USCE-Savannah District | 6132 | Richard B Russell | 2 | Conventional Hydroelectric | 75 | 84 | Electric Utility
19375 | USCE-Savannah District | 6132 | Richard B Russell | 3 | Conventional Hydroelectric | 75 | 84 | Electric Utility
19375 | USCE-Savannah District | 6132 | Richard B Russell | 4 | Conventional Hydroelectric | 75 | 84 | Electric Utility
19375 | USCE-Savannah District | 6132 | Richard B Russell | 5 | Hydroelectric Pumped Storage | 82 | 82 | Electric Utility
19375 | USCE-Savannah District | 6132 | Richard B Russell | 6 | Hydroelectric Pumped Storage | 82 | 82 | Electric Utility
19375 | USCE-Savannah District | 6132 | Richard B Russell | 7 | Hydroelectric Pumped Storage | 82 | 82 | Electric Utility
19375 | USCE-Savannah District | 6132 | Richard B Russell | 8 | Hydroelectric Pumped Storage | 82 | 82 | Electric Utility
19391 | UGI Development Co | 3176 | Hunlock Power Station | 3 | Natural Gas Fired Combined Cycle | 49.9 | 28 | IPP Non-CHP
19391 | UGI Development Co | 3176 | Hunlock Power Station | 5 | Natural Gas Fired Combined Cycle | 48 | 49.2 | IPP Non-CHP
19391 | UGI Development Co | 3176 | Hunlock Power Station | 6 | Natural Gas Fired Combined Cycle | 48 | 49.2 | IPP Non-CHP
19391 | UGI Development Co | 56911 | Broad Mountain | GEN1 | Landfill Gas | 5.5 | 4.3 | IPP Non-CHP
19391 | UGI Development Co | 56911 | Broad Mountain | GEN2 | Landfill Gas | 5.5 | 4.4 | IPP Non-CHP
19391 | UGI Development Co | 57216 | Crayola Solar Project | 1 | Solar Photovoltaic | 1 | 1 | IPP Non-CHP
19391 | UGI Development Co | 57216 | Crayola Solar Project | 2 | Solar Photovoltaic | 1 | 1 | IPP Non-CHP
19391 | UGI Development Co | 57216 | Crayola Solar Project | 3 | Solar Photovoltaic | 0.8 | 0.8 | IPP Non-CHP
19397 | City of Ukiah - (CA) | 7489 | Lake Mendocino | G1 | Conventional Hydroelectric | 1 | 1 | Electric Utility
19397 | City of Ukiah - (CA) | 7489 | Lake Mendocino | G2 | Conventional Hydroelectric | 2.5 | 2.5 | Electric Utility
19400 | USACE Northwestern Division | 840 | Dworshak | 1 | Conventional Hydroelectric | 90 | 90 | Electric Utility
19400 | USACE Northwestern Division | 840 | Dworshak | 2 | Conventional Hydroelectric | 90 | 90 | Electric Utility
19400 | USACE Northwestern Division | 840 | Dworshak | 3 | Conventional Hydroelectric | 220 | 220 | Electric Utility
19400 | USACE Northwestern Division | 851 | Albeni Falls | 1 | Conventional Hydroelectric | 14 | 14 | Electric Utility
19400 | USACE Northwestern Division | 851 | Albeni Falls | 2 | Conventional Hydroelectric | 14 | 14 | Electric Utility
19400 | USACE Northwestern Division | 851 | Albeni Falls | 3 | Conventional Hydroelectric | 14 | 14 | Electric Utility
19400 | USACE Northwestern Division | 3074 | Big Cliff | 1 | Conventional Hydroelectric | 18 | 21 | Electric Utility
19400 | USACE Northwestern Division | 3075 | Bonneville | 1 | Conventional Hydroelectric | 53.5 | 53.5 | Electric Utility
19400 | USACE Northwestern Division | 3075 | Bonneville | 10 | Conventional Hydroelectric | 62.1 | 54 | Electric Utility
19400 | USACE Northwestern Division | 3075 | Bonneville | 11 | Conventional Hydroelectric | 66.5 | 66.5 | Electric Utility
19400 | USACE Northwestern Division | 3075 | Bonneville | 12 | Conventional Hydroelectric | 66.5 | 66.5 | Electric Utility
19400 | USACE Northwestern Division | 3075 | Bonneville | 13 | Conventional Hydroelectric | 66.5 | 66.5 | Electric Utility
19400 | USACE Northwestern Division | 3075 | Bonneville | 14 | Conventional Hydroelectric | 66.5 | 66.5 | Electric Utility
19400 | USACE Northwestern Division | 3075 | Bonneville | 15 | Conventional Hydroelectric | 66.5 | 66.5 | Electric Utility
19400 | USACE Northwestern Division | 3075 | Bonneville | 16 | Conventional Hydroelectric | 66.5 | 66.5 | Electric Utility
19400 | USACE Northwestern Division | 3075 | Bonneville | 17 | Conventional Hydroelectric | 66.5 | 66.5 | Electric Utility
19400 | USACE Northwestern Division | 3075 | Bonneville | 18 | Conventional Hydroelectric | 66.5 | 66.5 | Electric Utility
19400 | USACE Northwestern Division | 3075 | Bonneville | 2 | Conventional Hydroelectric | 53.5 | 53.5 | Electric Utility
19400 | USACE Northwestern Division | 3075 | Bonneville | 3 | Conventional Hydroelectric | 62.1 | 62.1 | Electric Utility
19400 | USACE Northwestern Division | 3075 | Bonneville | 4 | Conventional Hydroelectric | 62.1 | 62.1 | Electric Utility
19400 | USACE Northwestern Division | 3075 | Bonneville | 5 | Conventional Hydroelectric | 62.1 | 62.1 | Electric Utility
19400 | USACE Northwestern Division | 3075 | Bonneville | 6 | Conventional Hydroelectric | 62.1 | 62.1 | Electric Utility
19400 | USACE Northwestern Division | 3075 | Bonneville | 7 | Conventional Hydroelectric | 62.1 | 62.1 | Electric Utility
19400 | USACE Northwestern Division | 3075 | Bonneville | 8 | Conventional Hydroelectric | 62.1 | 62.1 | Electric Utility
19400 | USACE Northwestern Division | 3075 | Bonneville | 9 | Conventional Hydroelectric | 62.1 | 62.1 | Electric Utility
19400 | USACE Northwestern Division | 3075 | Bonneville | F1 | Conventional Hydroelectric | 13.1 | 13.1 | Electric Utility
19400 | USACE Northwestern Division | 3075 | Bonneville | F2 | Conventional Hydroelectric | 13.1 | 13.1 | Electric Utility
19400 | USACE Northwestern Division | 3076 | Cougar | 1 | Conventional Hydroelectric | 13 | 13 | Electric Utility
19400 | USACE Northwestern Division | 3076 | Cougar | 2 | Conventional Hydroelectric | 13 | 13 | Electric Utility
19400 | USACE Northwestern Division | 3077 | Detroit | 1 | Conventional Hydroelectric | 50 | 50 | Electric Utility
19400 | USACE Northwestern Division | 3077 | Detroit | 2 | Conventional Hydroelectric | 50 | 50 | Electric Utility
19400 | USACE Northwestern Division | 3078 | Dexter | 1 | Conventional Hydroelectric | 15 | 17 | Electric Utility
19400 | USACE Northwestern Division | 3080 | Green Peter | 1 | Conventional Hydroelectric | 40 | 40 | Electric Utility
19400 | USACE Northwestern Division | 3080 | Green Peter | 2 | Conventional Hydroelectric | 40 | 40 | Electric Utility
19400 | USACE Northwestern Division | 3081 | Hills Creek | 1 | Conventional Hydroelectric | 15 | 15 | Electric Utility
19400 | USACE Northwestern Division | 3081 | Hills Creek | 2 | Conventional Hydroelectric | 15 | 15 | Electric Utility
19400 | USACE Northwestern Division | 3082 | John Day | 1 | Conventional Hydroelectric | 135 | 135 | Electric Utility
19400 | USACE Northwestern Division | 3082 | John Day | 10 | Conventional Hydroelectric | 135 | 135 | Electric Utility
19400 | USACE Northwestern Division | 3082 | John Day | 11 | Conventional Hydroelectric | 135 | 135 | Electric Utility
19400 | USACE Northwestern Division | 3082 | John Day | 12 | Conventional Hydroelectric | 135 | 135 | Electric Utility
19400 | USACE Northwestern Division | 3082 | John Day | 13 | Conventional Hydroelectric | 135 | 135 | Electric Utility
19400 | USACE Northwestern Division | 3082 | John Day | 14 | Conventional Hydroelectric | 135 | 135 | Electric Utility
19400 | USACE Northwestern Division | 3082 | John Day | 15 | Conventional Hydroelectric | 135 | 135 | Electric Utility
19400 | USACE Northwestern Division | 3082 | John Day | 16 | Conventional Hydroelectric | 135 | 135 | Electric Utility
19400 | USACE Northwestern Division | 3082 | John Day | 2 | Conventional Hydroelectric | 135 | 135 | Electric Utility
19400 | USACE Northwestern Division | 3082 | John Day | 3 | Conventional Hydroelectric | 135 | 135 | Electric Utility
19400 | USACE Northwestern Division | 3082 | John Day | 4 | Conventional Hydroelectric | 135 | 135 | Electric Utility
19400 | USACE Northwestern Division | 3082 | John Day | 5 | Conventional Hydroelectric | 135 | 135 | Electric Utility
19400 | USACE Northwestern Division | 3082 | John Day | 6 | Conventional Hydroelectric | 135 | 135 | Electric Utility
19400 | USACE Northwestern Division | 3082 | John Day | 7 | Conventional Hydroelectric | 135 | 135 | Electric Utility
19400 | USACE Northwestern Division | 3082 | John Day | 8 | Conventional Hydroelectric | 135 | 135 | Electric Utility
19400 | USACE Northwestern Division | 3082 | John Day | 9 | Conventional Hydroelectric | 135 | 135 | Electric Utility
19400 | USACE Northwestern Division | 3083 | Lookout Point | 1 | Conventional Hydroelectric | 40 | 40 | Electric Utility
19400 | USACE Northwestern Division | 3083 | Lookout Point | 2 | Conventional Hydroelectric | 40 | 40 | Electric Utility
19400 | USACE Northwestern Division | 3083 | Lookout Point | 3 | Conventional Hydroelectric | 40 | 40 | Electric Utility
19400 | USACE Northwestern Division | 3084 | McNary | 1 | Conventional Hydroelectric | 70 | 70 | Electric Utility
19400 | USACE Northwestern Division | 3084 | McNary | 10 | Conventional Hydroelectric | 70 | 70 | Electric Utility
19400 | USACE Northwestern Division | 3084 | McNary | 11 | Conventional Hydroelectric | 70 | 70 | Electric Utility
19400 | USACE Northwestern Division | 3084 | McNary | 12 | Conventional Hydroelectric | 70 | 70 | Electric Utility
19400 | USACE Northwestern Division | 3084 | McNary | 13 | Conventional Hydroelectric | 70 | 70 | Electric Utility
19400 | USACE Northwestern Division | 3084 | McNary | 14 | Conventional Hydroelectric | 80.5 | 80.5 | Electric Utility
19400 | USACE Northwestern Division | 3084 | McNary | 2 | Conventional Hydroelectric | 70 | 70 | Electric Utility
19400 | USACE Northwestern Division | 3084 | McNary | 3 | Conventional Hydroelectric | 70 | 70 | Electric Utility
19400 | USACE Northwestern Division | 3084 | McNary | 4 | Conventional Hydroelectric | 70 | 70 | Electric Utility
19400 | USACE Northwestern Division | 3084 | McNary | 5 | Conventional Hydroelectric | 70 | 70 | Electric Utility
19400 | USACE Northwestern Division | 3084 | McNary | 6 | Conventional Hydroelectric | 70 | 70 | Electric Utility
19400 | USACE Northwestern Division | 3084 | McNary | 7 | Conventional Hydroelectric | 70 | 70 | Electric Utility
19400 | USACE Northwestern Division | 3084 | McNary | 8 | Conventional Hydroelectric | 70 | 70 | Electric Utility
19400 | USACE Northwestern Division | 3084 | McNary | 9 | Conventional Hydroelectric | 70 | 70 | Electric Utility
19400 | USACE Northwestern Division | 3895 | The Dalles | 1 | Conventional Hydroelectric | 78 | 78 | Electric Utility
19400 | USACE Northwestern Division | 3895 | The Dalles | 10 | Conventional Hydroelectric | 78 | 78 | Electric Utility
19400 | USACE Northwestern Division | 3895 | The Dalles | 11 | Conventional Hydroelectric | 78 | 78 | Electric Utility
19400 | USACE Northwestern Division | 3895 | The Dalles | 12 | Conventional Hydroelectric | 78 | 78 | Electric Utility
19400 | USACE Northwestern Division | 3895 | The Dalles | 13 | Conventional Hydroelectric | 78 | 78 | Electric Utility
19400 | USACE Northwestern Division | 3895 | The Dalles | 14 | Conventional Hydroelectric | 78 | 78 | Electric Utility
19400 | USACE Northwestern Division | 3895 | The Dalles | 15 | Conventional Hydroelectric | 86 | 86 | Electric Utility
19400 | USACE Northwestern Division | 3895 | The Dalles | 16 | Conventional Hydroelectric | 86 | 86 | Electric Utility
19400 | USACE Northwestern Division | 3895 | The Dalles | 17 | Conventional Hydroelectric | 86 | 86 | Electric Utility
19400 | USACE Northwestern Division | 3895 | The Dalles | 18 | Conventional Hydroelectric | 86 | 86 | Electric Utility
19400 | USACE Northwestern Division | 3895 | The Dalles | 19 | Conventional Hydroelectric | 86 | 86 | Electric Utility
19400 | USACE Northwestern Division | 3895 | The Dalles | 2 | Conventional Hydroelectric | 78 | 78 | Electric Utility
19400 | USACE Northwestern Division | 3895 | The Dalles | 20 | Conventional Hydroelectric | 86 | 86 | Electric Utility
19400 | USACE Northwestern Division | 3895 | The Dalles | 21 | Conventional Hydroelectric | 86 | 86 | Electric Utility
19400 | USACE Northwestern Division | 3895 | The Dalles | 22 | Conventional Hydroelectric | 86 | 86 | Electric Utility
19400 | USACE Northwestern Division | 3895 | The Dalles | 3 | Conventional Hydroelectric | 78 | 78 | Electric Utility
19400 | USACE Northwestern Division | 3895 | The Dalles | 4 | Conventional Hydroelectric | 78 | 78 | Electric Utility
19400 | USACE Northwestern Division | 3895 | The Dalles | 5 | Conventional Hydroelectric | 89.7 | 92.7 | Electric Utility
19400 | USACE Northwestern Division | 3895 | The Dalles | 6 | Conventional Hydroelectric | 78 | 78 | Electric Utility
19400 | USACE Northwestern Division | 3895 | The Dalles | 7 | Conventional Hydroelectric | 78 | 78 | Electric Utility
19400 | USACE Northwestern Division | 3895 | The Dalles | 8 | Conventional Hydroelectric | 78 | 78 | Electric Utility
19400 | USACE Northwestern Division | 3895 | The Dalles | 9 | Conventional Hydroelectric | 78 | 78 | Electric Utility
19400 | USACE Northwestern Division | 3895 | The Dalles | F1 | Conventional Hydroelectric | 14 | 14 | Electric Utility
19400 | USACE Northwestern Division | 3895 | The Dalles | F2 | Conventional Hydroelectric | 14 | 14 | Electric Utility
19400 | USACE Northwestern Division | 3921 | Chief Joseph | 1 | Conventional Hydroelectric | 88.2 | 88.2 | Electric Utility
19400 | USACE Northwestern Division | 3921 | Chief Joseph | 10 | Conventional Hydroelectric | 88.2 | 88.2 | Electric Utility
19400 | USACE Northwestern Division | 3921 | Chief Joseph | 11 | Conventional Hydroelectric | 88.2 | 88.2 | Electric Utility
19400 | USACE Northwestern Division | 3921 | Chief Joseph | 12 | Conventional Hydroelectric | 88.2 | 88.2 | Electric Utility
19400 | USACE Northwestern Division | 3921 | Chief Joseph | 13 | Conventional Hydroelectric | 88.2 | 88.2 | Electric Utility
19400 | USACE Northwestern Division | 3921 | Chief Joseph | 14 | Conventional Hydroelectric | 88.2 | 88.2 | Electric Utility
19400 | USACE Northwestern Division | 3921 | Chief Joseph | 15 | Conventional Hydroelectric | 88.2 | 88.2 | Electric Utility
19400 | USACE Northwestern Division | 3921 | Chief Joseph | 16 | Conventional Hydroelectric | 88.2 | 88.2 | Electric Utility
19400 | USACE Northwestern Division | 3921 | Chief Joseph | 17 | Conventional Hydroelectric | 95 | 95 | Electric Utility
19400 | USACE Northwestern Division | 3921 | Chief Joseph | 18 | Conventional Hydroelectric | 95 | 95 | Electric Utility
19400 | USACE Northwestern Division | 3921 | Chief Joseph | 19 | Conventional Hydroelectric | 95 | 95 | Electric Utility
19400 | USACE Northwestern Division | 3921 | Chief Joseph | 2 | Conventional Hydroelectric | 88.2 | 88.2 | Electric Utility
19400 | USACE Northwestern Division | 3921 | Chief Joseph | 20 | Conventional Hydroelectric | 95 | 95 | Electric Utility
19400 | USACE Northwestern Division | 3921 | Chief Joseph | 21 | Conventional Hydroelectric | 95 | 95 | Electric Utility
19400 | USACE Northwestern Division | 3921 | Chief Joseph | 22 | Conventional Hydroelectric | 95 | 95 | Electric Utility
19400 | USACE Northwestern Division | 3921 | Chief Joseph | 23 | Conventional Hydroelectric | 95 | 95 | Electric Utility
19400 | USACE Northwestern Division | 3921 | Chief Joseph | 24 | Conventional Hydroelectric | 95 | 95 | Electric Utility
19400 | USACE Northwestern Division | 3921 | Chief Joseph | 25 | Conventional Hydroelectric | 95 | 95 | Electric Utility
19400 | USACE Northwestern Division | 3921 | Chief Joseph | 26 | Conventional Hydroelectric | 95 | 95 | Electric Utility
19400 | USACE Northwestern Division | 3921 | Chief Joseph | 27 | Conventional Hydroelectric | 95 | 95 | Electric Utility
19400 | USACE Northwestern Division | 3921 | Chief Joseph | 3 | Conventional Hydroelectric | 88.2 | 88.2 | Electric Utility
19400 | USACE Northwestern Division | 3921 | Chief Joseph | 4 | Conventional Hydroelectric | 88.2 | 88.2 | Electric Utility
19400 | USACE Northwestern Division | 3921 | Chief Joseph | 5 | Conventional Hydroelectric | 88.2 | 88.2 | Electric Utility
19400 | USACE Northwestern Division | 3921 | Chief Joseph | 6 | Conventional Hydroelectric | 88.2 | 88.2 | Electric Utility
19400 | USACE Northwestern Division | 3921 | Chief Joseph | 7 | Conventional Hydroelectric | 88.2 | 88.2 | Electric Utility
19400 | USACE Northwestern Division | 3921 | Chief Joseph | 8 | Conventional Hydroelectric | 88.2 | 88.2 | Electric Utility
19400 | USACE Northwestern Division | 3921 | Chief Joseph | 9 | Conventional Hydroelectric | 88.2 | 88.2 | Electric Utility
19400 | USACE Northwestern Division | 3925 | Ice Harbor | 1 | Conventional Hydroelectric | 90 | 90 | Electric Utility
19400 | USACE Northwestern Division | 3925 | Ice Harbor | 2 | Conventional Hydroelectric | 90 | 90 | Electric Utility
19400 | USACE Northwestern Division | 3925 | Ice Harbor | 3 | Conventional Hydroelectric | 90 | 90 | Electric Utility
19400 | USACE Northwestern Division | 3925 | Ice Harbor | 4 | Conventional Hydroelectric | 111 | 111 | Electric Utility
19400 | USACE Northwestern Division | 3925 | Ice Harbor | 5 | Conventional Hydroelectric | 111 | 111 | Electric Utility
19400 | USACE Northwestern Division | 3925 | Ice Harbor | 6 | Conventional Hydroelectric | 111 | 111 | Electric Utility
19400 | USACE Northwestern Division | 3926 | Little Goose | 1 | Conventional Hydroelectric | 135 | 135 | Electric Utility
19400 | USACE Northwestern Division | 3926 | Little Goose | 2 | Conventional Hydroelectric | 135 | 135 | Electric Utility
19400 | USACE Northwestern Division | 3926 | Little Goose | 3 | Conventional Hydroelectric | 135 | 135 | Electric Utility
19400 | USACE Northwestern Division | 3926 | Little Goose | 4 | Conventional Hydroelectric | 135 | 135 | Electric Utility
19400 | USACE Northwestern Division | 3926 | Little Goose | 5 | Conventional Hydroelectric | 135 | 135 | Electric Utility
19400 | USACE Northwestern Division | 3926 | Little Goose | 6 | Conventional Hydroelectric | 135 | 135 | Electric Utility
19400 | USACE Northwestern Division | 3927 | Lower Monumental | 1 | Conventional Hydroelectric | 135 | 119 | Electric Utility
19400 | USACE Northwestern Division | 3927 | Lower Monumental | 2 | Conventional Hydroelectric | 135 | 135 | Electric Utility
19400 | USACE Northwestern Division | 3927 | Lower Monumental | 3 | Conventional Hydroelectric | 135 | 135 | Electric Utility
19400 | USACE Northwestern Division | 3927 | Lower Monumental | 4 | Conventional Hydroelectric | 135 | 135 | Electric Utility
19400 | USACE Northwestern Division | 3927 | Lower Monumental | 5 | Conventional Hydroelectric | 135 | 135 | Electric Utility
19400 | USACE Northwestern Division | 3927 | Lower Monumental | 6 | Conventional Hydroelectric | 135 | 135 | Electric Utility
19400 | USACE Northwestern Division | 6172 | Libby | 1 | Conventional Hydroelectric | 105 | 105 | Electric Utility
19400 | USACE Northwestern Division | 6172 | Libby | 2 | Conventional Hydroelectric | 105 | 105 | Electric Utility
19400 | USACE Northwestern Division | 6172 | Libby | 3 | Conventional Hydroelectric | 105 | 105 | Electric Utility
19400 | USACE Northwestern Division | 6172 | Libby | 4 | Conventional Hydroelectric | 105 | 105 | Electric Utility
19400 | USACE Northwestern Division | 6172 | Libby | 5 | Conventional Hydroelectric | 105 | 105 | Electric Utility
19400 | USACE Northwestern Division | 6174 | Lost Creek | 1 | Conventional Hydroelectric | 24.5 | 24.5 | Electric Utility
19400 | USACE Northwestern Division | 6174 | Lost Creek | 2 | Conventional Hydroelectric | 24.5 | 24.5 | Electric Utility
19400 | USACE Northwestern Division | 6175 | Lower Granite | 1 | Conventional Hydroelectric | 135 | 135 | Electric Utility
19400 | USACE Northwestern Division | 6175 | Lower Granite | 2 | Conventional Hydroelectric | 135 | 135 | Electric Utility
19400 | USACE Northwestern Division | 6175 | Lower Granite | 3 | Conventional Hydroelectric | 135 | 135 | Electric Utility
19400 | USACE Northwestern Division | 6175 | Lower Granite | 4 | Conventional Hydroelectric | 135 | 135 | Electric Utility
19400 | USACE Northwestern Division | 6175 | Lower Granite | 5 | Conventional Hydroelectric | 135 | 135 | Electric Utility
19400 | USACE Northwestern Division | 6175 | Lower Granite | 6 | Conventional Hydroelectric | 135 | 135 | Electric Utility
19400 | USACE Northwestern Division | 6552 | Foster | 1 | Conventional Hydroelectric | 10 | 10 | Electric Utility
19400 | USACE Northwestern Division | 6552 | Foster | 2 | Conventional Hydroelectric | 10 | 10 | Electric Utility
19406 | USCE -Vickburg District | 187 | Degray | 1 | Conventional Hydroelectric | 40 | 40 | Electric Utility
19406 | USCE -Vickburg District | 187 | Degray | 2 | Hydroelectric Pumped Storage | 28 | 28 | Electric Utility
19406 | USCE -Vickburg District | 195 | Narrows (AR) | 1 | Conventional Hydroelectric | 8.5 | 9.7 | Electric Utility
19406 | USCE -Vickburg District | 195 | Narrows (AR) | 2 | Conventional Hydroelectric | 8.5 | 9.7 | Electric Utility
19406 | USCE -Vickburg District | 195 | Narrows (AR) | 3 | Conventional Hydroelectric | 8.5 | 9.7 | Electric Utility
19406 | USCE -Vickburg District | 197 | Blakely Mountain | 1 | Conventional Hydroelectric | 37.5 | 37.5 | Electric Utility
19406 | USCE -Vickburg District | 197 | Blakely Mountain | 2 | Conventional Hydroelectric | 37.5 | 37.5 | Electric Utility
19436 | Union Electric Co - (MO) | 913 | Venice | GT2 | Natural Gas Fired Combustion Turbine | 61 | 48 | Electric Utility
19436 | Union Electric Co - (MO) | 913 | Venice | GT3 | Natural Gas Fired Combustion Turbine | 200 | 168 | Electric Utility
19436 | Union Electric Co - (MO) | 913 | Venice | GT4 | Natural Gas Fired Combustion Turbine | 200 | 168 | Electric Utility
19436 | Union Electric Co - (MO) | 913 | Venice | GT5 | Natural Gas Fired Combustion Turbine | 125 | 103 | Electric Utility
19436 | Union Electric Co - (MO) | 1109 | Keokuk | 1 | Conventional Hydroelectric | 7.6 | 9.9 | Electric Utility
19436 | Union Electric Co - (MO) | 1109 | Keokuk | 10 | Conventional Hydroelectric | 8.8 | 9.9 | Electric Utility
19436 | Union Electric Co - (MO) | 1109 | Keokuk | 11 | Conventional Hydroelectric | 8.8 | 9.9 | Electric Utility
19436 | Union Electric Co - (MO) | 1109 | Keokuk | 12 | Conventional Hydroelectric | 8.8 | 9.9 | Electric Utility
19436 | Union Electric Co - (MO) | 1109 | Keokuk | 13 | Conventional Hydroelectric | 8.8 | 9.9 | Electric Utility
19436 | Union Electric Co - (MO) | 1109 | Keokuk | 14 | Conventional Hydroelectric | 8.8 | 7.9 | Electric Utility
19436 | Union Electric Co - (MO) | 1109 | Keokuk | 15 | Conventional Hydroelectric | 8.8 | 7.9 | Electric Utility
19436 | Union Electric Co - (MO) | 1109 | Keokuk | 2 | Conventional Hydroelectric | 7.6 | 9.9 | Electric Utility
19436 | Union Electric Co - (MO) | 1109 | Keokuk | 3 | Conventional Hydroelectric | 7.6 | 9.9 | Electric Utility
19436 | Union Electric Co - (MO) | 1109 | Keokuk | 4 | Conventional Hydroelectric | 7.6 | 9.9 | Electric Utility
19436 | Union Electric Co - (MO) | 1109 | Keokuk | 5 | Conventional Hydroelectric | 7.6 | 7.9 | Electric Utility
19436 | Union Electric Co - (MO) | 1109 | Keokuk | 6 | Conventional Hydroelectric | 7.6 | 7.9 | Electric Utility
19436 | Union Electric Co - (MO) | 1109 | Keokuk | 7 | Conventional Hydroelectric | 8.8 | 9.9 | Electric Utility
19436 | Union Electric Co - (MO) | 1109 | Keokuk | 8 | Conventional Hydroelectric | 8.8 | 9.9 | Electric Utility
19436 | Union Electric Co - (MO) | 1109 | Keokuk | 9 | Conventional Hydroelectric | 8.8 | 9.9 | Electric Utility
19436 | Union Electric Co - (MO) | 2082 | Fairgrounds | 1 | Petroleum Liquids | 68.3 | 54 | Electric Utility
19436 | Union Electric Co - (MO) | 2083 | Kirksville | 1 | Natural Gas Fired Combustion Turbine | 15 | 13 | Electric Utility
19436 | Union Electric Co - (MO) | 2102 | Howard Bend | 1 | Petroleum Liquids | 47.4 | 39 | Electric Utility
19436 | Union Electric Co - (MO) | 2103 | Labadie | 1 | Conventional Steam Coal | 573.7 | 593 | Electric Utility
19436 | Union Electric Co - (MO) | 2103 | Labadie | 2 | Conventional Steam Coal | 573.7 | 593 | Electric Utility
19436 | Union Electric Co - (MO) | 2103 | Labadie | 3 | Conventional Steam Coal | 621 | 594 | Electric Utility
19436 | Union Electric Co - (MO) | 2103 | Labadie | 4 | Conventional Steam Coal | 621 | 591 | Electric Utility
19436 | Union Electric Co - (MO) | 2104 | Meramec | 1 | Conventional Steam Coal | 137.5 | 119 | Electric Utility
19436 | Union Electric Co - (MO) | 2104 | Meramec | 2 | Conventional Steam Coal | 137.5 | 121 | Electric Utility
19436 | Union Electric Co - (MO) | 2104 | Meramec | 3 | Conventional Steam Coal | 289 | 259 | Electric Utility
19436 | Union Electric Co - (MO) | 2104 | Meramec | 4 | Conventional Steam Coal | 359 | 335 | Electric Utility
19436 | Union Electric Co - (MO) | 2104 | Meramec | GT1 | Petroleum Liquids | 62 | 55 | Electric Utility
19436 | Union Electric Co - (MO) | 2104 | Meramec | GT2 | Natural Gas Fired Combustion Turbine | 56 | 49 | Electric Utility
19436 | Union Electric Co - (MO) | 2106 | Osage Dam | 1 | Conventional Hydroelectric | 27.5 | 32.6 | Electric Utility
19436 | Union Electric Co - (MO) | 2106 | Osage Dam | 2 | Conventional Hydroelectric | 27.5 | 25.7 | Electric Utility
19436 | Union Electric Co - (MO) | 2106 | Osage Dam | 3 | Conventional Hydroelectric | 27.5 | 32.6 | Electric Utility
19436 | Union Electric Co - (MO) | 2106 | Osage Dam | 4 | Conventional Hydroelectric | 27.5 | 25.7 | Electric Utility
19436 | Union Electric Co - (MO) | 2106 | Osage Dam | 5 | Conventional Hydroelectric | 27.5 | 32.6 | Electric Utility
19436 | Union Electric Co - (MO) | 2106 | Osage Dam | 6 | Conventional Hydroelectric | 27.5 | 25.7 | Electric Utility
19436 | Union Electric Co - (MO) | 2106 | Osage Dam | 7 | Conventional Hydroelectric | 21.5 | 32.6 | Electric Utility
19436 | Union Electric Co - (MO) | 2106 | Osage Dam | 8 | Conventional Hydroelectric | 21.5 | 32.6 | Electric Utility
19436 | Union Electric Co - (MO) | 2107 | Sioux | 1 | Conventional Steam Coal | 549.7 | 487 | Electric Utility
19436 | Union Electric Co - (MO) | 2107 | Sioux | 2 | Conventional Steam Coal | 549.7 | 487 | Electric Utility
19436 | Union Electric Co - (MO) | 2108 | Taum Sauk | 1 | Hydroelectric Pumped Storage | 204 | 220 | Electric Utility
19436 | Union Electric Co - (MO) | 2108 | Taum Sauk | 2 | Hydroelectric Pumped Storage | 204 | 220 | Electric Utility
19436 | Union Electric Co - (MO) | 6153 | Callaway | 1 | Nuclear | 1235.8 | 1193 | Electric Utility
19436 | Union Electric Co - (MO) | 6155 | Rush Island | 1 | Conventional Steam Coal | 621 | 591 | Electric Utility
19436 | Union Electric Co - (MO) | 6155 | Rush Island | 2 | Conventional Steam Coal | 621 | 591 | Electric Utility
19436 | Union Electric Co - (MO) | 6650 | Mexico | 1 | Petroleum Liquids | 60.7 | 54 | Electric Utility
19436 | Union Electric Co - (MO) | 6651 | Moberly | 1 | Petroleum Liquids | 60.6 | 54 | Electric Utility
19436 | Union Electric Co - (MO) | 6652 | Moreau | 1 | Petroleum Liquids | 60.8 | 54 | Electric Utility
19436 | Union Electric Co - (MO) | 7964 | Peno Creek | GT1 | Natural Gas Fired Combustion Turbine | 60 | 47 | Electric Utility
19436 | Union Electric Co - (MO) | 7964 | Peno Creek | GT2 | Natural Gas Fired Combustion Turbine | 60 | 47 | Electric Utility
19436 | Union Electric Co - (MO) | 7964 | Peno Creek | GT3 | Natural Gas Fired Combustion Turbine | 60 | 47 | Electric Utility
19436 | Union Electric Co - (MO) | 7964 | Peno Creek | GT4 | Natural Gas Fired Combustion Turbine | 60 | 47 | Electric Utility
19436 | Union Electric Co - (MO) | 55202 | Pinckneyville | 1 | Natural Gas Fired Combustion Turbine | 45 | 44 | Electric Utility
19436 | Union Electric Co - (MO) | 55202 | Pinckneyville | 2 | Natural Gas Fired Combustion Turbine | 45 | 44 | Electric Utility
19436 | Union Electric Co - (MO) | 55202 | Pinckneyville | 3 | Natural Gas Fired Combustion Turbine | 45 | 44 | Electric Utility
19436 | Union Electric Co - (MO) | 55202 | Pinckneyville | 4 | Natural Gas Fired Combustion Turbine | 45 | 44 | Electric Utility
19436 | Union Electric Co - (MO) | 55202 | Pinckneyville | 5 | Natural Gas Fired Combustion Turbine | 50 | 35 | Electric Utility
19436 | Union Electric Co - (MO) | 55202 | Pinckneyville | 6 | Natural Gas Fired Combustion Turbine | 50 | 35 | Electric Utility
19436 | Union Electric Co - (MO) | 55202 | Pinckneyville | 7 | Natural Gas Fired Combustion Turbine | 50 | 35 | Electric Utility
19436 | Union Electric Co - (MO) | 55202 | Pinckneyville | 8 | Natural Gas Fired Combustion Turbine | 50 | 35 | Electric Utility
19436 | Union Electric Co - (MO) | 55204 | Kinmundy | 1 | Natural Gas Fired Combustion Turbine | 135 | 103 | Electric Utility
19436 | Union Electric Co - (MO) | 55204 | Kinmundy | 2 | Natural Gas Fired Combustion Turbine | 135 | 103 | Electric Utility
19436 | Union Electric Co - (MO) | 55234 | Audrain Generating Station | GT1 | Natural Gas Fired Combustion Turbine | 101.8 | 75 | Electric Utility
19436 | Union Electric Co - (MO) | 55234 | Audrain Generating Station | GT2 | Natural Gas Fired Combustion Turbine | 101.8 | 75 | Electric Utility
19436 | Union Electric Co - (MO) | 55234 | Audrain Generating Station | GT3 | Natural Gas Fired Combustion Turbine | 101.8 | 75 | Electric Utility
19436 | Union Electric Co - (MO) | 55234 | Audrain Generating Station | GT4 | Natural Gas Fired Combustion Turbine | 101.8 | 75 | Electric Utility
19436 | Union Electric Co - (MO) | 55234 | Audrain Generating Station | GT5 | Natural Gas Fired Combustion Turbine | 101.8 | 75 | Electric Utility
19436 | Union Electric Co - (MO) | 55234 | Audrain Generating Station | GT6 | Natural Gas Fired Combustion Turbine | 101.8 | 75 | Electric Utility
19436 | Union Electric Co - (MO) | 55234 | Audrain Generating Station | GT7 | Natural Gas Fired Combustion Turbine | 101.8 | 75 | Electric Utility
19436 | Union Electric Co - (MO) | 55234 | Audrain Generating Station | GT8 | Natural Gas Fired Combustion Turbine | 101.8 | 75 | Electric Utility
19436 | Union Electric Co - (MO) | 55417 | Raccoon Creek Energy Center | CT01 | Natural Gas Fired Combustion Turbine | 114 | 75 | Electric Utility
19436 | Union Electric Co - (MO) | 55417 | Raccoon Creek Energy Center | CT02 | Natural Gas Fired Combustion Turbine | 114 | 75 | Electric Utility
19436 | Union Electric Co - (MO) | 55417 | Raccoon Creek Energy Center | CT03 | Natural Gas Fired Combustion Turbine | 114 | 75 | Electric Utility
19436 | Union Electric Co - (MO) | 55417 | Raccoon Creek Energy Center | CT04 | Natural Gas Fired Combustion Turbine | 114 | 75 | Electric Utility
19436 | Union Electric Co - (MO) | 55496 | Goose Creek Energy Center | CT01 | Natural Gas Fired Combustion Turbine | 114 | 72 | Electric Utility
19436 | Union Electric Co - (MO) | 55496 | Goose Creek Energy Center | CT02 | Natural Gas Fired Combustion Turbine | 114 | 72 | Electric Utility
19436 | Union Electric Co - (MO) | 55496 | Goose Creek Energy Center | CT03 | Natural Gas Fired Combustion Turbine | 114 | 72 | Electric Utility
19436 | Union Electric Co - (MO) | 55496 | Goose Creek Energy Center | CT04 | Natural Gas Fired Combustion Turbine | 114 | 72 | Electric Utility
19436 | Union Electric Co - (MO) | 55496 | Goose Creek Energy Center | CT05 | Natural Gas Fired Combustion Turbine | 114 | 72 | Electric Utility
19436 | Union Electric Co - (MO) | 55496 | Goose Creek Energy Center | CT06 | Natural Gas Fired Combustion Turbine | 114 | 72 | Electric Utility
19449 | USACE-Fort Worth District | 6413 | Sam Rayburn Dam | 1 | Conventional Hydroelectric | 26 | 26 | Electric Utility
19449 | USACE-Fort Worth District | 6413 | Sam Rayburn Dam | 2 | Conventional Hydroelectric | 26 | 26 | Electric Utility
19449 | USACE-Fort Worth District | 6414 | Whitney | 1 | Conventional Hydroelectric | 20.9 | 21 | Electric Utility
19449 | USACE-Fort Worth District | 6414 | Whitney | 2 | Conventional Hydroelectric | 20.9 | 15 | Electric Utility
19449 | USACE-Fort Worth District | 7200 | Robert D Willis | 1 | Conventional Hydroelectric | 4 | 4 | Electric Utility
19449 | USACE-Fort Worth District | 7200 | Robert D Willis | 2 | Conventional Hydroelectric | 4 | 4 | Electric Utility
19450 | Union Carbide Corp-Seadrift | 50150 | Union Carbide Seadrift Cogen | GE10 | Natural Gas Fired Combined Cycle | 15 | 15 | Industrial CHP
19450 | Union Carbide Corp-Seadrift | 50150 | Union Carbide Seadrift Cogen | GE11 | Natural Gas Fired Combined Cycle | 35 | 35 | Industrial CHP
19450 | Union Carbide Corp-Seadrift | 50150 | Union Carbide Seadrift Cogen | GEN5 | Natural Gas Fired Combined Cycle | 15 | 15 | Industrial CHP
19450 | Union Carbide Corp-Seadrift | 50150 | Union Carbide Seadrift Cogen | GEN6 | Natural Gas Fired Combined Cycle | 35 | 35 | Industrial CHP
19450 | Union Carbide Corp-Seadrift | 50150 | Union Carbide Seadrift Cogen | GEN7 | Natural Gas Fired Combined Cycle | 6 | 6 | Industrial CHP
19450 | Union Carbide Corp-Seadrift | 50150 | Union Carbide Seadrift Cogen | GEN8 | Natural Gas Fired Combined Cycle | 35 | 35 | Industrial CHP
19450 | Union Carbide Corp-Seadrift | 50150 | Union Carbide Seadrift Cogen | GEN9 | Natural Gas Fired Combined Cycle | 15 | 15 | Industrial CHP
19450 | Union Carbide Corp-Seadrift | 50150 | Union Carbide Seadrift Cogen | IGT | Natural Gas Fired Combined Cycle | 12 | 12 | Industrial CHP
19454 | City of Unalaska - (AK) | 7502 | Dutch Harbor | 10 | Petroleum Liquids | 5.2 | 4.4 | Electric Utility
19454 | City of Unalaska - (AK) | 7502 | Dutch Harbor | 11 | Petroleum Liquids | 5.2 | 4.4 | Electric Utility
19454 | City of Unalaska - (AK) | 7502 | Dutch Harbor | 13 | Petroleum Liquids | 4.4 | 3.7 | Electric Utility
19454 | City of Unalaska - (AK) | 7502 | Dutch Harbor | 15 | Petroleum Liquids | 0.3 | 0.2 | Electric Utility
19454 | City of Unalaska - (AK) | 7502 | Dutch Harbor | 8 | Petroleum Liquids | 1.2 | 1 | Electric Utility
19454 | City of Unalaska - (AK) | 7502 | Dutch Harbor | 9 | Petroleum Liquids | 1.2 | 1 | Electric Utility
19454 | City of Unalaska - (AK) | 7503 | Unalaska Power Module | 7 | Petroleum Liquids | 1.1 | 0.8 | Electric Utility
19462 | USCE-Nashville District | 1371 | Barkley | 1 | Conventional Hydroelectric | 32.5 | 37 | Electric Utility
19462 | USCE-Nashville District | 1371 | Barkley | 2 | Conventional Hydroelectric | 32.5 | 37 | Electric Utility
19462 | USCE-Nashville District | 1371 | Barkley | 3 | Conventional Hydroelectric | 32.5 | 37 | Electric Utility
19462 | USCE-Nashville District | 1371 | Barkley | 4 | Conventional Hydroelectric | 32.5 | 37 | Electric Utility
19462 | USCE-Nashville District | 1380 | Wolf Creek | 1 | Conventional Hydroelectric | 45 | 52 | Electric Utility
19462 | USCE-Nashville District | 1380 | Wolf Creek | 2 | Conventional Hydroelectric | 45 | 52 | Electric Utility
19462 | USCE-Nashville District | 1380 | Wolf Creek | 3 | Conventional Hydroelectric | 45 | 52 | Electric Utility
19462 | USCE-Nashville District | 1380 | Wolf Creek | 4 | Conventional Hydroelectric | 45 | 52 | Electric Utility
19462 | USCE-Nashville District | 1380 | Wolf Creek | 5 | Conventional Hydroelectric | 45 | 52 | Electric Utility
19462 | USCE-Nashville District | 1380 | Wolf Creek | 6 | Conventional Hydroelectric | 45 | 52 | Electric Utility
19462 | USCE-Nashville District | 3423 | Cordell Hull | 1 | Conventional Hydroelectric | 33.3 | 38 | Electric Utility
19462 | USCE-Nashville District | 3423 | Cordell Hull | 2 | Conventional Hydroelectric | 33.3 | 38 | Electric Utility
19462 | USCE-Nashville District | 3423 | Cordell Hull | 3 | Conventional Hydroelectric | 33.3 | 38 | Electric Utility
19462 | USCE-Nashville District | 3424 | Dale Hollow | 1 | Conventional Hydroelectric | 18 | 20.7 | Electric Utility
19462 | USCE-Nashville District | 3424 | Dale Hollow | 2 | Conventional Hydroelectric | 18 | 20.7 | Electric Utility
19462 | USCE-Nashville District | 3424 | Dale Hollow | 3 | Conventional Hydroelectric | 18 | 20.7 | Electric Utility
19462 | USCE-Nashville District | 3426 | Old Hickory | 1 | Conventional Hydroelectric | 28.7 | 28.7 | Electric Utility
19462 | USCE-Nashville District | 3426 | Old Hickory | 2 | Conventional Hydroelectric | 25 | 29 | Electric Utility
19462 | USCE-Nashville District | 3426 | Old Hickory | 3 | Conventional Hydroelectric | 25 | 29 | Electric Utility
19462 | USCE-Nashville District | 3426 | Old Hickory | 4 | Conventional Hydroelectric | 25 | 29 | Electric Utility
19462 | USCE-Nashville District | 3428 | J P Priest | 1 | Conventional Hydroelectric | 28 | 30 | Electric Utility
19462 | USCE-Nashville District | 6171 | Laurel Dam | 1 | Conventional Hydroelectric | 70 | 61 | Electric Utility
19462 | USCE-Nashville District | 6417 | Center Hill | 1 | Conventional Hydroelectric | 45 | 52 | Electric Utility
19462 | USCE-Nashville District | 6417 | Center Hill | 2 | Conventional Hydroelectric | 45 | 52 | Electric Utility
19462 | USCE-Nashville District | 6417 | Center Hill | 3 | Conventional Hydroelectric | 45 | 52 | Electric Utility
19462 | USCE-Nashville District | 6418 | Cheatham | 1 | Conventional Hydroelectric | 12 | 13.8 | Electric Utility
19462 | USCE-Nashville District | 6418 | Cheatham | 2 | Conventional Hydroelectric | 12 | 13.8 | Electric Utility
19462 | USCE-Nashville District | 6418 | Cheatham | 3 | Conventional Hydroelectric | 12 | 13.8 | Electric Utility
19474 | City of Unionville - (MO) | 2164 | Unionville City of | 1 | Petroleum Liquids | 0.8 | 0.6 | Electric Utility
19474 | City of Unionville - (MO) | 2164 | Unionville City of | 2 | Petroleum Liquids | 1.7 | 1.7 | Electric Utility
19474 | City of Unionville - (MO) | 2164 | Unionville City of | 3 | Petroleum Liquids | 0.2 | 0.2 | Electric Utility
19474 | City of Unionville - (MO) | 2164 | Unionville City of | 4 | Petroleum Liquids | 1 | 0.9 | Electric Utility
19474 | City of Unionville - (MO) | 2164 | Unionville City of | 5 | Petroleum Liquids | 0.3 | 0.3 | Electric Utility
19474 | City of Unionville - (MO) | 2164 | Unionville City of | 6 | Petroleum Liquids | 0.3 | 0.3 | Electric Utility
19474 | City of Unionville - (MO) | 2164 | Unionville City of | 7 | Petroleum Liquids | 1.1 | 0.9 | Electric Utility
19474 | City of Unionville - (MO) | 2164 | Unionville City of | 8 | Petroleum Liquids | 1.3 | 1.1 | Electric Utility
19474 | City of Unionville - (MO) | 2164 | Unionville City of | 9 | Petroleum Liquids | 2 | 2 | Electric Utility
19511 | University of Alaska | 50711 | University of Alaska Fairbanks | GEN1 | Conventional Steam Coal | 1.5 | 0.5 | Commercial CHP
19511 | University of Alaska | 50711 | University of Alaska Fairbanks | GEN2 | Conventional Steam Coal | 1.5 | 0.5 | Commercial CHP
19511 | University of Alaska | 50711 | University of Alaska Fairbanks | GEN3 | Conventional Steam Coal | 10 | 8.1 | Commercial CHP
19511 | University of Alaska | 50711 | University of Alaska Fairbanks | GEN4 | Petroleum Liquids | 9.6 | 9.6 | Commercial CHP
19517 | United States Steel- Clairton | 50729 | Clairton Works | GEN1 | Other Gases | 21 | 16 | Industrial CHP
19517 | United States Steel- Clairton | 50729 | Clairton Works | GEN3 | Other Gases | 10 | 6 | Industrial CHP
19519 | United States Steel-Mon Valley | 50732 | Mon Valley Works | GEN1 | Other Gases | 25 | 28 | Industrial CHP
19519 | United States Steel-Mon Valley | 50732 | Mon Valley Works | GEN2 | Other Gases | 25 | 28 | Industrial CHP
19519 | United States Steel-Mon Valley | 50732 | Mon Valley Works | GEN3 | Other Gases | 2.5 | 1.9 | Industrial CHP
19524 | University of California-LA | 52073 | UCLA So Campus Cogen Project | GEN1 | Natural Gas Fired Combined Cycle | 14.5 | 12.5 | Commercial CHP
19524 | University of California-LA | 52073 | UCLA So Campus Cogen Project | GEN2 | Natural Gas Fired Combined Cycle | 14.5 | 12.5 | Commercial CHP
19524 | University of California-LA | 52073 | UCLA So Campus Cogen Project | GEN3 | Natural Gas Fired Combined Cycle | 14 | 11 | Commercial CHP
19526 | United States Steel-Gary | 50733 | Gary Works | STG1 | Other Gases | 161 | 161 | Industrial CHP
19528 | University of Illinois | 54044 | University of Illinois Cogen Facility | CT1 | Natural Gas Fired Combustion Turbine | 7.8 | 6.4 | Commercial CHP
19528 | University of Illinois | 54044 | University of Illinois Cogen Facility | CT2 | Natural Gas Fired Combustion Turbine | 7.8 | 6.4 | Commercial CHP
19528 | University of Illinois | 54044 | University of Illinois Cogen Facility | CT3 | Natural Gas Fired Combustion Turbine | 7.8 | 6.4 | Commercial CHP
19528 | University of Illinois | 54044 | University of Illinois Cogen Facility | GEN1 | Natural Gas Internal Combustion Engine | 6.3 | 6.3 | Commercial CHP
19528 | University of Illinois | 54044 | University of Illinois Cogen Facility | GEN2 | Natural Gas Internal Combustion Engine | 6.3 | 6.3 | Commercial CHP
19528 | University of Illinois | 54044 | University of Illinois Cogen Facility | GEN3 | Natural Gas Internal Combustion Engine | 3.7 | 3.7 | Commercial CHP
19528 | University of Illinois | 54044 | University of Illinois Cogen Facility | GEN4 | Natural Gas Internal Combustion Engine | 3.7 | 3.7 | Commercial CHP
19528 | University of Illinois | 54044 | University of Illinois Cogen Facility | RE1 | Natural Gas Internal Combustion Engine | 5.5 | 5.5 | Commercial CHP
19528 | University of Illinois | 54044 | University of Illinois Cogen Facility | RE2 | Natural Gas Internal Combustion Engine | 5.5 | 5.5 | Commercial CHP
19528 | University of Illinois | 54044 | University of Illinois Cogen Facility | RE3 | Natural Gas Internal Combustion Engine | 5.5 | 5.5 | Commercial CHP
19528 | University of Illinois | 54780 | University of Illinois Abbott Power Plt | T1 | Natural Gas Steam Turbine | 3 | 3 | Commercial CHP
19528 | University of Illinois | 54780 | University of Illinois Abbott Power Plt | T10 | Conventional Steam Coal | 12.5 | 12.5 | Commercial CHP
19528 | University of Illinois | 54780 | University of Illinois Abbott Power Plt | T11 | Conventional Steam Coal | 12.5 | 12.5 | Commercial CHP
19528 | University of Illinois | 54780 | University of Illinois Abbott Power Plt | T12 | Conventional Steam Coal | 7 | 7 | Commercial CHP
19528 | University of Illinois | 54780 | University of Illinois Abbott Power Plt | T2 | Natural Gas Steam Turbine | 3 | 3 | Commercial CHP
19528 | University of Illinois | 54780 | University of Illinois Abbott Power Plt | T3 | Natural Gas Steam Turbine | 3 | 3 | Commercial CHP
19528 | University of Illinois | 54780 | University of Illinois Abbott Power Plt | T4 | Natural Gas Steam Turbine | 3 | 3 | Commercial CHP
19528 | University of Illinois | 54780 | University of Illinois Abbott Power Plt | T6 | Conventional Steam Coal | 7.5 | 7.5 | Commercial CHP
19528 | University of Illinois | 54780 | University of Illinois Abbott Power Plt | T7 | Conventional Steam Coal | 7.5 | 7.5 | Commercial CHP
19528 | University of Illinois | 54780 | University of Illinois Abbott Power Plt | T8 | Natural Gas Fired Combustion Turbine | 13 | 11 | Commercial CHP
19528 | University of Illinois | 54780 | University of Illinois Abbott Power Plt | T9 | Natural Gas Fired Combustion Turbine | 13 | 11 | Commercial CHP
19532 | United Water Conservation Dist | 50076 | Santa Felicia Dam | UNT1 | Conventional Hydroelectric | 0.2 | 0.2 | IPP Non-CHP
19532 | United Water Conservation Dist | 50076 | Santa Felicia Dam | UNT2 | Conventional Hydroelectric | 1.1 | 1.1 | IPP Non-CHP
19533 | University of Oklahoma | 50307 | University of Oklahoma | GEN1 | Natural Gas Steam Turbine | 7.5 | 7.5 | Commercial CHP
19533 | University of Oklahoma | 50307 | University of Oklahoma | GEN2 | Natural Gas Steam Turbine | 2.5 | 2.5 | Commercial CHP
19533 | University of Oklahoma | 50307 | University of Oklahoma | GEN3 | Natural Gas Steam Turbine | 2.5 | 2.5 | Commercial CHP
19533 | University of Oklahoma | 50307 | University of Oklahoma | GEN4 | Natural Gas Steam Turbine | 4.3 | 4.3 | Commercial CHP
19533 | University of Oklahoma | 50307 | University of Oklahoma | GEN5 | Petroleum Liquids | 1.8 | 1.8 | Commercial CHP
19537 | University of Texas at Austin | 50118 | Hal C Weaver Power Plant | GEN10 | Natural Gas Fired Combined Cycle | 34.4 | 33 | Commercial CHP
19537 | University of Texas at Austin | 50118 | Hal C Weaver Power Plant | GEN4 | Natural Gas Fired Combined Cycle | 7.6 | 7.6 | Commercial CHP
19537 | University of Texas at Austin | 50118 | Hal C Weaver Power Plant | GEN5 | Natural Gas Fired Combined Cycle | 6 | 6 | Commercial CHP
19537 | University of Texas at Austin | 50118 | Hal C Weaver Power Plant | GEN7 | Natural Gas Fired Combined Cycle | 28.8 | 27.6 | Commercial CHP
19537 | University of Texas at Austin | 50118 | Hal C Weaver Power Plant | GEN8 | Natural Gas Fired Combined Cycle | 48.5 | 46.5 | Commercial CHP
19537 | University of Texas at Austin | 50118 | Hal C Weaver Power Plant | GEN9 | Natural Gas Fired Combined Cycle | 27.2 | 26.1 | Commercial CHP
19539 | University of Iowa | 54775 | University of Iowa Main Power Plant | DG7 | Petroleum Liquids | 1.7 | 1.7 | Commercial CHP
19539 | University of Iowa | 54775 | University of Iowa Main Power Plant | GEN1 | Conventional Steam Coal | 3 | 3 | Commercial CHP
19539 | University of Iowa | 54775 | University of Iowa Main Power Plant | GEN10 | Natural Gas Internal Combustion Engine | 2 | 2 | Commercial CHP
19539 | University of Iowa | 54775 | University of Iowa Main Power Plant | GEN2 | Conventional Steam Coal | 3 | 3 | Commercial CHP
19539 | University of Iowa | 54775 | University of Iowa Main Power Plant | GEN6 | Conventional Steam Coal | 15 | 15 | Commercial CHP
19539 | University of Iowa | 54775 | University of Iowa Main Power Plant | GEN7 | Natural Gas Internal Combustion Engine | 2 | 2 | Commercial CHP
19539 | University of Iowa | 54775 | University of Iowa Main Power Plant | GEN8 | Natural Gas Internal Combustion Engine | 2 | 2 | Commercial CHP
19539 | University of Iowa | 54775 | University of Iowa Main Power Plant | GEN9 | Natural Gas Internal Combustion Engine | 2 | 2 | Commercial CHP
19539 | University of Iowa | 57672 | Oakdale Renewable Energy Plant | GE1 | Natural Gas Internal Combustion Engine | 1.4 | 1.4 | Commercial Non-CHP
19539 | University of Iowa | 57672 | Oakdale Renewable Energy Plant | GE2 | Natural Gas Internal Combustion Engine | 1.4 | 1.4 | Commercial Non-CHP
19541 | University of North Carolina | 54276 | Univ of NC Chapel Hill Cogen Facility | ES001 | Petroleum Liquids | 2 | 1.8 | Commercial CHP
19541 | University of North Carolina | 54276 | Univ of NC Chapel Hill Cogen Facility | ES002 | Petroleum Liquids | 2 | 1.8 | Commercial CHP
19541 | University of North Carolina | 54276 | Univ of NC Chapel Hill Cogen Facility | TG3 | Conventional Steam Coal | 28 | 28.7 | Commercial CHP
19541 | University of North Carolina | 58268 | UNC-CH LFG Facility | LFG1 | Landfill Gas | 1 | 1 | Commercial Non-CHP
19545 | Black Hills Power Inc | 3325 | Ben French | 1 | Petroleum Liquids | 2 | 2 | Electric Utility
19545 | Black Hills Power Inc | 3325 | Ben French | 2 | Petroleum Liquids | 2 | 2 | Electric Utility
19545 | Black Hills Power Inc | 3325 | Ben French | 3 | Petroleum Liquids | 2 | 2 | Electric Utility
19545 | Black Hills Power Inc | 3325 | Ben French | 4 | Petroleum Liquids | 2 | 2 | Electric Utility
19545 | Black Hills Power Inc | 3325 | Ben French | 5 | Petroleum Liquids | 2 | 2 | Electric Utility
19545 | Black Hills Power Inc | 3325 | Ben French | GT1 | Natural Gas Fired Combustion Turbine | 25 | 17 | Electric Utility
19545 | Black Hills Power Inc | 3325 | Ben French | GT2 | Natural Gas Fired Combustion Turbine | 25 | 17 | Electric Utility
19545 | Black Hills Power Inc | 3325 | Ben French | GT3 | Natural Gas Fired Combustion Turbine | 25 | 17 | Electric Utility
19545 | Black Hills Power Inc | 3325 | Ben French | GT4 | Natural Gas Fired Combustion Turbine | 25 | 17 | Electric Utility
19545 | Black Hills Power Inc | 7504 | Neil Simpson II | 2 | Conventional Steam Coal | 80 | 80 | Electric Utility
19545 | Black Hills Power Inc | 7504 | Neil Simpson II | GT1 | Natural Gas Fired Combustion Turbine | 40 | 34 | Electric Utility
19545 | Black Hills Power Inc | 55477 | Neil Simpson Gas Turbine #2 | GT2 | Natural Gas Fired Combustion Turbine | 40 | 34 | IPP Non-CHP
19545 | Black Hills Power Inc | 55478 | Lange Gas Turbines | 0001 | Natural Gas Fired Combustion Turbine | 40 | 34 | Electric Utility
19545 | Black Hills Power Inc | 55479 | Wygen 1 | 0001 | Conventional Steam Coal | 88 | 70 | IPP Non-CHP
19545 | Black Hills Power Inc | 56319 | Wygen 2 | 0001 | Conventional Steam Coal | 95 | 85 | Electric Utility
19545 | Black Hills Power Inc | 56596 | Wygen III | 5 | Conventional Steam Coal | 116.2 | 100 | Electric Utility
19547 | Hawaiian Electric Co Inc | 765 | Kahe | K1 | Petroleum Liquids | 81.6 | 77.9 | Electric Utility
19547 | Hawaiian Electric Co Inc | 765 | Kahe | K2 | Petroleum Liquids | 81.6 | 78.1 | Electric Utility
19547 | Hawaiian Electric Co Inc | 765 | Kahe | K3 | Petroleum Liquids | 85.8 | 82.1 | Electric Utility
19547 | Hawaiian Electric Co Inc | 765 | Kahe | K4 | Petroleum Liquids | 90.9 | 87.2 | Electric Utility
19547 | Hawaiian Electric Co Inc | 765 | Kahe | K5 | Petroleum Liquids | 134.9 | 128.1 | Electric Utility
19547 | Hawaiian Electric Co Inc | 765 | Kahe | K6 | Petroleum Liquids | 134.9 | 128.7 | Electric Utility
19547 | Hawaiian Electric Co Inc | 766 | Waiau | W10 | Petroleum Liquids | 51.3 | 51.2 | Electric Utility
19547 | Hawaiian Electric Co Inc | 766 | Waiau | W3 | Petroleum Liquids | 50 | 47.2 | Electric Utility
19547 | Hawaiian Electric Co Inc | 766 | Waiau | W4 | Petroleum Liquids | 50 | 47.7 | Electric Utility
19547 | Hawaiian Electric Co Inc | 766 | Waiau | W5 | Petroleum Liquids | 54.4 | 51.9 | Electric Utility
19547 | Hawaiian Electric Co Inc | 766 | Waiau | W6 | Petroleum Liquids | 54.4 | 51.8 | Electric Utility
19547 | Hawaiian Electric Co Inc | 766 | Waiau | W7 | Petroleum Liquids | 81.6 | 77.8 | Electric Utility
19547 | Hawaiian Electric Co Inc | 766 | Waiau | W8 | Petroleum Liquids | 81.6 | 77.8 | Electric Utility
19547 | Hawaiian Electric Co Inc | 766 | Waiau | W9 | Petroleum Liquids | 51.3 | 51.2 | Electric Utility
19547 | Hawaiian Electric Co Inc | 56329 | Campbell Industrial Park | CIP1 | Other Waste Biomass | 113 | 113 | Electric Utility
19553 | Unisea Inc | 54422 | Unisea G 2 | CAT4 | Petroleum Liquids | 1 | 1 | Industrial Non-CHP
19553 | Unisea Inc | 54422 | Unisea G 2 | CAT5 | Petroleum Liquids | 1 | 1 | Industrial Non-CHP
19553 | Unisea Inc | 54422 | Unisea G 2 | GEN1 | Petroleum Liquids | 2.5 | 2.2 | Industrial Non-CHP
19553 | Unisea Inc | 54422 | Unisea G 2 | GEN2 | Petroleum Liquids | 2.6 | 2.3 | Industrial Non-CHP
19553 | Unisea Inc | 54422 | Unisea G 2 | GEN3 | Petroleum Liquids | 2.7 | 2.3 | Industrial Non-CHP
19553 | Unisea Inc | 54422 | Unisea G 2 | GEN4 | Petroleum Liquids | 2.5 | 2.2 | Industrial Non-CHP
19553 | Unisea Inc | 54422 | Unisea G 2 | GEN5 | Petroleum Liquids | 2.7 | 2.3 | Industrial Non-CHP
19553 | Unisea Inc | 54422 | Unisea G 2 | GEN6 | Petroleum Liquids | 2.5 | 2.2 | Industrial Non-CHP
19558 | Homer Electric Assn Inc | 6283 | Seldovia | 5 | Petroleum Liquids | 1.2 | 1.2 | Electric Utility
19558 | Homer Electric Assn Inc | 6283 | Seldovia | 6 | Petroleum Liquids | 1.2 | 1.2 | Electric Utility
19558 | Homer Electric Assn Inc | 6292 | Bernice Lake | 2 | Natural Gas Fired Combustion Turbine | 20.7 | 17 | Electric Utility
19558 | Homer Electric Assn Inc | 6292 | Bernice Lake | 3 | Natural Gas Fired Combustion Turbine | 28.8 | 22.9 | Electric Utility
19558 | Homer Electric Assn Inc | 6292 | Bernice Lake | 4 | Natural Gas Fired Combustion Turbine | 27.2 | 22.5 | Electric Utility
19558 | Homer Electric Assn Inc | 7367 | Bradley Lake | 1 | Conventional Hydroelectric | 63 | 63 | Electric Utility
19558 | Homer Electric Assn Inc | 7367 | Bradley Lake | 2 | Conventional Hydroelectric | 63 | 63 | Electric Utility
19558 | Homer Electric Assn Inc | 55966 | Nikiski Co-Generation | GT1 | Natural Gas Fired Combined Cycle | 37.9 | 37.9 | Electric Utility
19558 | Homer Electric Assn Inc | 55966 | Nikiski Co-Generation | ST1 | All Other | 40 | 40 | Electric Utility
19558 | Homer Electric Assn Inc | 57206 | Soldotna | 1 | Natural Gas Fired Combustion Turbine | 50 | 44 | Electric Utility
19560 | Tri-Dam Power Authority | 50400 | Sand Bar Power Plant | GEN1 | Conventional Hydroelectric | 16.2 | 15 | IPP Non-CHP
19564 | University of Notre Dame | 50366 | University of Notre Dame | GEN1 | Conventional Steam Coal | 3 | 3 | Commercial CHP
19564 | University of Notre Dame | 50366 | University of Notre Dame | GEN2 | Conventional Steam Coal | 1.7 | 1.7 | Commercial CHP
19564 | University of Notre Dame | 50366 | University of Notre Dame | GEN3 | Petroleum Liquids | 1 | 1 | Commercial CHP
19564 | University of Notre Dame | 50366 | University of Notre Dame | GEN4 | Petroleum Liquids | 1 | 1 | Commercial CHP
19564 | University of Notre Dame | 50366 | University of Notre Dame | GEN5 | Conventional Steam Coal | 2 | 2 | Commercial CHP
19564 | University of Notre Dame | 50366 | University of Notre Dame | GEN6 | Conventional Steam Coal | 5 | 5 | Commercial CHP
19564 | University of Notre Dame | 50366 | University of Notre Dame | GEN7 | Conventional Steam Coal | 9.4 | 9.4 | Commercial CHP
19564 | University of Notre Dame | 50366 | University of Notre Dame | GEN8 | Petroleum Liquids | 1.9 | 1.7 | Commercial CHP
19564 | University of Notre Dame | 50366 | University of Notre Dame | GEN9 | Petroleum Liquids | 1.9 | 1.7 | Commercial CHP
19564 | University of Notre Dame | 50366 | University of Notre Dame | GN10 | Petroleum Liquids | 1.9 | 1.7 | Commercial CHP
19578 | Upper Peninsula Power Co | 1773 | Prickett | 1 | Conventional Hydroelectric | 1.1 | 0.4 | Electric Utility
19578 | Upper Peninsula Power Co | 1773 | Prickett | 2 | Conventional Hydroelectric | 1.1 | 0.4 | Electric Utility
19578 | Upper Peninsula Power Co | 1774 | Victoria Dam | 1 | Conventional Hydroelectric | 6 | 5.9 | Electric Utility
19578 | Upper Peninsula Power Co | 1774 | Victoria Dam | 2 | Conventional Hydroelectric | 6 | 5.9 | Electric Utility
19578 | Upper Peninsula Power Co | 7115 | Hoist | 2 | Conventional Hydroelectric | 1.4 | 0.8 | Electric Utility
19578 | Upper Peninsula Power Co | 7115 | Hoist | 3 | Conventional Hydroelectric | 2 | 1.2 | Electric Utility
19578 | Upper Peninsula Power Co | 7116 | McClure Dam | 1 | Conventional Hydroelectric | 4 | 2.9 | Electric Utility
19578 | Upper Peninsula Power Co | 7116 | McClure Dam | 2 | Conventional Hydroelectric | 4 | 2.9 | Electric Utility
19578 | Upper Peninsula Power Co | 7119 | Gladstone | 1 | Petroleum Liquids | 22.6 | 17 | Electric Utility
19578 | Upper Peninsula Power Co | 8019 | Portage | 1 | Petroleum Liquids | 22.6 | 17.4 | Electric Utility
19586 | Utica Water & Power Authority | 215 | Angels | 1 | Conventional Hydroelectric | 1.4 | 0.7 | IPP Non-CHP
19586 | Utica Water & Power Authority | 261 | Murphys | 1 | Conventional Hydroelectric | 3.6 | 1.7 | IPP Non-CHP
19588 | University of Michigan | 50431 | University of Michigan | TG1 | Natural Gas Fired Combined Cycle | 12.5 | 11.5 | Commercial CHP
19588 | University of Michigan | 50431 | University of Michigan | TG10 | Natural Gas Fired Combined Cycle | 3.5 | 3 | Commercial CHP
19588 | University of Michigan | 50431 | University of Michigan | TG7 | Natural Gas Fired Combined Cycle | 12.5 | 11.5 | Commercial CHP
19588 | University of Michigan | 50431 | University of Michigan | TG8 | Natural Gas Fired Combined Cycle | 12.5 | 11.5 | Commercial CHP
19588 | University of Michigan | 50431 | University of Michigan | TG9 | Natural Gas Fired Combined Cycle | 3.5 | 3 | Commercial CHP
19635 | USCE-Missouri River District | 2815 | Garrison | 1 | Conventional Hydroelectric | 128 | 102 | Electric Utility
19635 | USCE-Missouri River District | 2815 | Garrison | 2 | Conventional Hydroelectric | 128 | 102 | Electric Utility
19635 | USCE-Missouri River District | 2815 | Garrison | 3 | Conventional Hydroelectric | 128 | 102 | Electric Utility
19635 | USCE-Missouri River District | 2815 | Garrison | 4 | Conventional Hydroelectric | 115 | 102 | Electric Utility
19635 | USCE-Missouri River District | 2815 | Garrison | 5 | Conventional Hydroelectric | 115 | 102 | Electric Utility
19635 | USCE-Missouri River District | 3356 | Oahe | 1 | Conventional Hydroelectric | 112 | 102 | Electric Utility
19635 | USCE-Missouri River District | 3356 | Oahe | 2 | Conventional Hydroelectric | 112 | 102 | Electric Utility
19635 | USCE-Missouri River District | 3356 | Oahe | 3 | Conventional Hydroelectric | 112 | 102 | Electric Utility
19635 | USCE-Missouri River District | 3356 | Oahe | 4 | Conventional Hydroelectric | 112 | 102 | Electric Utility
19635 | USCE-Missouri River District | 3356 | Oahe | 5 | Conventional Hydroelectric | 112 | 102 | Electric Utility
19635 | USCE-Missouri River District | 3356 | Oahe | 6 | Conventional Hydroelectric | 112 | 102 | Electric Utility
19635 | USCE-Missouri River District | 3356 | Oahe | 7 | Conventional Hydroelectric | 112 | 102 | Electric Utility
19635 | USCE-Missouri River District | 3373 | Fort Randall | 1 | Conventional Hydroelectric | 40 | 45 | Electric Utility
19635 | USCE-Missouri River District | 3373 | Fort Randall | 2 | Conventional Hydroelectric | 40 | 45 | Electric Utility
19635 | USCE-Missouri River District | 3373 | Fort Randall | 3 | Conventional Hydroelectric | 40 | 45 | Electric Utility
19635 | USCE-Missouri River District | 3373 | Fort Randall | 4 | Conventional Hydroelectric | 40 | 45 | Electric Utility
19635 | USCE-Missouri River District | 3373 | Fort Randall | 5 | Conventional Hydroelectric | 40 | 45 | Electric Utility
19635 | USCE-Missouri River District | 3373 | Fort Randall | 6 | Conventional Hydroelectric | 40 | 45 | Electric Utility
19635 | USCE-Missouri River District | 3373 | Fort Randall | 7 | Conventional Hydroelectric | 40 | 45 | Electric Utility
19635 | USCE-Missouri River District | 3373 | Fort Randall | 8 | Conventional Hydroelectric | 40 | 45 | Electric Utility
19635 | USCE-Missouri River District | 3375 | Big Bend Dam | 1 | Conventional Hydroelectric | 67.2 | 65 | Electric Utility
19635 | USCE-Missouri River District | 3375 | Big Bend Dam | 2 | Conventional Hydroelectric | 67.2 | 65 | Electric Utility
19635 | USCE-Missouri River District | 3375 | Big Bend Dam | 3 | Conventional Hydroelectric | 67.2 | 65 | Electric Utility
19635 | USCE-Missouri River District | 3375 | Big Bend Dam | 4 | Conventional Hydroelectric | 58.5 | 65 | Electric Utility
19635 | USCE-Missouri River District | 3375 | Big Bend Dam | 5 | Conventional Hydroelectric | 58.5 | 65 | Electric Utility
19635 | USCE-Missouri River District | 3375 | Big Bend Dam | 6 | Conventional Hydroelectric | 58.5 | 65 | Electric Utility
19635 | USCE-Missouri River District | 3375 | Big Bend Dam | 7 | Conventional Hydroelectric | 58.5 | 65 | Electric Utility
19635 | USCE-Missouri River District | 3375 | Big Bend Dam | 8 | Conventional Hydroelectric | 58.5 | 65 | Electric Utility
19635 | USCE-Missouri River District | 6623 | Fort Peck | 1 | Conventional Hydroelectric | 43.5 | 45 | Electric Utility
19635 | USCE-Missouri River District | 6623 | Fort Peck | 2 | Conventional Hydroelectric | 18.3 | 18 | Electric Utility
19635 | USCE-Missouri River District | 6623 | Fort Peck | 3 | Conventional Hydroelectric | 43.5 | 45 | Electric Utility
19635 | USCE-Missouri River District | 6623 | Fort Peck | 4 | Conventional Hydroelectric | 40 | 46 | Electric Utility
19635 | USCE-Missouri River District | 6623 | Fort Peck | 5 | Conventional Hydroelectric | 40 | 46 | Electric Utility
19635 | USCE-Missouri River District | 6624 | Gavins Point | 1 | Conventional Hydroelectric | 44.1 | 34 | Electric Utility
19635 | USCE-Missouri River District | 6624 | Gavins Point | 2 | Conventional Hydroelectric | 44.1 | 34 | Electric Utility
19635 | USCE-Missouri River District | 6624 | Gavins Point | 3 | Conventional Hydroelectric | 44.1 | 34 | Electric Utility
19647 | USCE-Little Rock District | 182 | Beaver Dam | 1 | Conventional Hydroelectric | 56 | 64.4 | Electric Utility
19647 | USCE-Little Rock District | 182 | Beaver Dam | 2 | Conventional Hydroelectric | 56 | 64.4 | Electric Utility
19647 | USCE-Little Rock District | 188 | Greers Ferry Lake | 1 | Conventional Hydroelectric | 48 | 50 | Electric Utility
19647 | USCE-Little Rock District | 188 | Greers Ferry Lake | 2 | Conventional Hydroelectric | 48 | 44 | Electric Utility
19647 | USCE-Little Rock District | 196 | Norfork | 1 | Conventional Hydroelectric | 40.2 | 46 | Electric Utility
19647 | USCE-Little Rock District | 196 | Norfork | 2 | Conventional Hydroelectric | 40.2 | 46 | Electric Utility
19647 | USCE-Little Rock District | 198 | Bull Shoals | 1 | Conventional Hydroelectric | 40 | 46 | Electric Utility
19647 | USCE-Little Rock District | 198 | Bull Shoals | 2 | Conventional Hydroelectric | 40 | 46 | Electric Utility
19647 | USCE-Little Rock District | 198 | Bull Shoals | 3 | Conventional Hydroelectric | 40 | 46 | Electric Utility
19647 | USCE-Little Rock District | 198 | Bull Shoals | 4 | Conventional Hydroelectric | 40 | 46 | Electric Utility
19647 | USCE-Little Rock District | 198 | Bull Shoals | 5 | Conventional Hydroelectric | 45 | 51.7 | Electric Utility
19647 | USCE-Little Rock District | 198 | Bull Shoals | 6 | Conventional Hydroelectric | 45 | 51.7 | Electric Utility
19647 | USCE-Little Rock District | 198 | Bull Shoals | 7 | Conventional Hydroelectric | 45 | 51.7 | Electric Utility
19647 | USCE-Little Rock District | 198 | Bull Shoals | 8 | Conventional Hydroelectric | 45 | 51.7 | Electric Utility
19647 | USCE-Little Rock District | 199 | Dardanelle | 1 | Conventional Hydroelectric | 40.2 | 40.2 | Electric Utility
19647 | USCE-Little Rock District | 199 | Dardanelle | 2 | Conventional Hydroelectric | 40.2 | 40.2 | Electric Utility
19647 | USCE-Little Rock District | 199 | Dardanelle | 3 | Conventional Hydroelectric | 40.2 | 40.2 | Electric Utility
19647 | USCE-Little Rock District | 199 | Dardanelle | 4 | Conventional Hydroelectric | 40.2 | 40.2 | Electric Utility
19647 | USCE-Little Rock District | 2166 | Table Rock | 1 | Conventional Hydroelectric | 50 | 57.5 | Electric Utility
19647 | USCE-Little Rock District | 2166 | Table Rock | 2 | Conventional Hydroelectric | 50 | 57.5 | Electric Utility
19647 | USCE-Little Rock District | 2166 | Table Rock | 3 | Conventional Hydroelectric | 50 | 57.5 | Electric Utility
19647 | USCE-Little Rock District | 2166 | Table Rock | 4 | Conventional Hydroelectric | 50 | 57.5 | Electric Utility
19647 | USCE-Little Rock District | 6142 | Ozark | 1 | Conventional Hydroelectric | 20 | 23 | Electric Utility
19647 | USCE-Little Rock District | 6142 | Ozark | 2 | Conventional Hydroelectric | 20 | 23 | Electric Utility
19647 | USCE-Little Rock District | 6142 | Ozark | 3 | Conventional Hydroelectric | 20 | 23 | Electric Utility
19647 | USCE-Little Rock District | 6142 | Ozark | 4 | Conventional Hydroelectric | 20 | 23 | Electric Utility
19647 | USCE-Little Rock District | 6142 | Ozark | 5 | Conventional Hydroelectric | 20 | 23 | Electric Utility
19663 | Utah State University | 58139 | Central Energy Plant USU | TURBI | Natural Gas Fired Combustion Turbine | 5 | 4.4 | Commercial Non-CHP
19664 | University of Washington | 54809 | University of Washington Power Plant | DG3 | Petroleum Liquids | 2 | 2 | Commercial CHP
19664 | University of Washington | 54809 | University of Washington Power Plant | DG4 | Petroleum Liquids | 2 | 2 | Commercial CHP
19664 | University of Washington | 54809 | University of Washington Power Plant | DG5 | Petroleum Liquids | 2 | 2 | Commercial CHP
19664 | University of Washington | 54809 | University of Washington Power Plant | DG6 | Petroleum Liquids | 2 | 2 | Commercial CHP
19664 | University of Washington | 54809 | University of Washington Power Plant | DG7 | Petroleum Liquids | 2 | 2 | Commercial CHP
19664 | University of Washington | 54809 | University of Washington Power Plant | TG2 | Natural Gas Steam Turbine | 5 | 1 | Commercial CHP
19676 | Valero Refining Co California | 55851 | Valero Refinery Cogeneration Unit 1 | GT 1 | Natural Gas Fired Combustion Turbine | 51 | 45.4 | Industrial CHP
19685 | Valero Refining Co | 50121 | Valero Refinery Corpus Christi West | PRU | All Other | 12 | 12 | Industrial Non-CHP
19685 | Valero Refining Co | 50121 | Valero Refinery Corpus Christi West | TG1 | Other Gases | 28.6 | 26.6 | Industrial Non-CHP
19685 | Valero Refining Co | 50121 | Valero Refinery Corpus Christi West | TG2 | Other Gases | 28.6 | 26.6 | Industrial Non-CHP
19691 | Paulsboro Refining Company - LLC | 50628 | Paulsboro Refinery | GEN1 | Natural Gas Fired Combustion Turbine | 27 | 25 | Industrial CHP
19691 | Paulsboro Refining Company - LLC | 50628 | Paulsboro Refinery | GEN2 | Natural Gas Steam Turbine | 15 | 11.7 | Industrial CHP
19691 | Paulsboro Refining Company - LLC | 50628 | Paulsboro Refinery | GEN3 | Natural Gas Steam Turbine | 15 | 11.7 | Industrial CHP
19691 | Paulsboro Refining Company - LLC | 50628 | Paulsboro Refinery | GEN4 | Petroleum Coke | 18 | 11.6 | Industrial CHP
19722 | City of Vandalia - (MO) | 2165 | Vandalia | 1 | Petroleum Liquids | 1.2 | 1 | Electric Utility
19722 | City of Vandalia - (MO) | 2165 | Vandalia | 10 | Petroleum Liquids | 1.3 | 1.1 | Electric Utility
19722 | City of Vandalia - (MO) | 2165 | Vandalia | 11 | Petroleum Liquids | 1 | 1 | Electric Utility
19722 | City of Vandalia - (MO) | 2165 | Vandalia | 12 | Petroleum Liquids | 1 | 1 | Electric Utility
19722 | City of Vandalia - (MO) | 2165 | Vandalia | 4A | Petroleum Liquids | 1.2 | 1 | Electric Utility
19722 | City of Vandalia - (MO) | 2165 | Vandalia | 5A | Petroleum Liquids | 1.2 | 1 | Electric Utility
19722 | City of Vandalia - (MO) | 2165 | Vandalia | 8 | Petroleum Liquids | 1 | 0.8 | Electric Utility
19722 | City of Vandalia - (MO) | 2165 | Vandalia | 9 | Petroleum Liquids | 1.4 | 1.1 | Electric Utility
19724 | Vanderbilt University | 52048 | Vanderbilt University Power Plant | GT1 | Natural Gas Fired Combustion Turbine | 5.2 | 4 | Commercial CHP
19724 | Vanderbilt University | 52048 | Vanderbilt University Power Plant | GT2 | Natural Gas Fired Combustion Turbine | 5.2 | 4 | Commercial CHP
19726 | Valdosta City of | 54839 | Valdosta Water Treatment Plant | GEN1 | Petroleum Liquids | 1.7 | 1.7 | Commercial Non-CHP
19726 | Valdosta City of | 54839 | Valdosta Water Treatment Plant | GEN2 | Petroleum Liquids | 1.7 | 1.7 | Commercial Non-CHP
19728 | UNS Electric, Inc | 6515 | Valencia | GT1 | Natural Gas Fired Combustion Turbine | 18 | 13.5 | Electric Utility
19728 | UNS Electric, Inc | 6515 | Valencia | GT2 | Natural Gas Fired Combustion Turbine | 18 | 13.5 | Electric Utility
19728 | UNS Electric, Inc | 6515 | Valencia | GT3 | Natural Gas Fired Combustion Turbine | 18 | 13.5 | Electric Utility
19728 | UNS Electric, Inc | 6515 | Valencia | GT4 | Natural Gas Fired Combustion Turbine | 54 | 19.8 | Electric Utility
19728 | UNS Electric, Inc | 56482 | Black Mountain Generating Station | 1 | Natural Gas Fired Combustion Turbine | 60.5 | 45 | Electric Utility
19728 | UNS Electric, Inc | 56482 | Black Mountain Generating Station | 2 | Natural Gas Fired Combustion Turbine | 60.5 | 45 | Electric Utility
19728 | UNS Electric, Inc | 57556 | La Senita | 1 | Solar Photovoltaic | 1 | 1 | Electric Utility
19728 | UNS Electric, Inc | 59044 | Rio Rico Solar | RRSF | Solar Photovoltaic | 6 | 6 | IPP Non-CHP
19740 | AES Wind Generation Inc | 50485 | Altech III | GEN1 | Onshore Wind Turbine | 21.7 | 21.7 | IPP Non-CHP
19740 | AES Wind Generation Inc | 50485 | Altech III | GEN2 | Onshore Wind Turbine | 3.4 | 3.4 | IPP Non-CHP
19740 | AES Wind Generation Inc | 50820 | East Winds Project | GEN1 | Onshore Wind Turbine | 4.2 | 4.2 | IPP Non-CHP
19740 | AES Wind Generation Inc | 52162 | 85 A | WGNS | Onshore Wind Turbine | 14.1 | 14.1 | IPP Non-CHP
19740 | AES Wind Generation Inc | 52163 | 85 B | WTGN | Onshore Wind Turbine | 21.2 | 21.2 | IPP Non-CHP
19740 | AES Wind Generation Inc | 52165 | Helzel & Schwarzhoff 88 Wind Farm | WGNS | Onshore Wind Turbine | 1.8 | 1.8 | IPP Non-CHP
19740 | AES Wind Generation Inc | 55607 | Foote Creek I | GEN1 | Onshore Wind Turbine | 41.4 | 41.4 | IPP Non-CHP
19740 | AES Wind Generation Inc | 55719 | Mountain View I&2 | GEN2 | Onshore Wind Turbine | 22.2 | 22.2 | IPP Non-CHP
19740 | AES Wind Generation Inc | 55719 | Mountain View I&2 | GENI | Onshore Wind Turbine | 44.4 | 44.4 | IPP Non-CHP
19740 | AES Wind Generation Inc | 55740 | Rock River I LLC | GEN1 | Onshore Wind Turbine | 50 | 50 | IPP Non-CHP
19740 | AES Wind Generation Inc | 56240 | Buffalo Gap Wind Farm | 1 | Onshore Wind Turbine | 120.6 | 120.6 | IPP Non-CHP
19740 | AES Wind Generation Inc | 56276 | ZCO | WGNS | Onshore Wind Turbine | 1.6 | 1.6 | IPP Non-CHP
19740 | AES Wind Generation Inc | 56484 | Buffalo Gap 2 Wind Farm | 1 | Onshore Wind Turbine | 232.5 | 232.5 | IPP Non-CHP
19740 | AES Wind Generation Inc | 56638 | Buffalo Gap 3 Wind Farm | GEN1 | Onshore Wind Turbine | 170.2 | 170.2 | IPP Non-CHP
19740 | AES Wind Generation Inc | 57447 | Laurel Mountain | 1 | Onshore Wind Turbine | 97.6 | 97.6 | IPP Non-CHP
19740 | AES Wind Generation Inc | 57447 | Laurel Mountain | 2 | Batteries | 32 | 32 | IPP Non-CHP
19740 | AES Wind Generation Inc | 57459 | Mountain View IV | 1 | Onshore Wind Turbine | 49 | 49 | IPP Non-CHP
19774 | Valley Falls Associates | 50034 | Valley Falls Hydroelectric Facility | GEN1 | Conventional Hydroelectric | 2.5 | 2.5 | IPP Non-CHP
19781 | Viking Energy Corp | 50770 | Viking Energy of McBain | GEN1 | Wood/Wood Waste Biomass | 18 | 16.3 | IPP Non-CHP
19781 | Viking Energy Corp | 50772 | Viking Energy of Lincoln | GEN1 | Wood/Wood Waste Biomass | 18 | 16.3 | IPP Non-CHP
19794 | Omya Inc | 7337 | Florence | 1 | Petroleum Liquids | 4.6 | 3 | Electric Utility
19794 | Omya Inc | 7337 | Florence | 2 | Petroleum Liquids | 4.6 | 2.9 | Electric Utility
19798 | City of Vernon | 7436 | Vernon | JH1 | Petroleum Liquids | 6 | 3.6 | Electric Utility
19798 | City of Vernon | 7436 | Vernon | JH2 | Petroleum Liquids | 6 | 3.6 | Electric Utility
19798 | City of Vernon | 7436 | Vernon | JH3 | Petroleum Liquids | 6 | 3.6 | Electric Utility
19798 | City of Vernon | 7436 | Vernon | JH4 | Petroleum Liquids | 6 | 3.6 | Electric Utility
19798 | City of Vernon | 7436 | Vernon | JH5 | Petroleum Liquids | 6 | 3.6 | Electric Utility
19798 | City of Vernon | 56039 | H. Gonzales | G1 | Natural Gas Fired Combustion Turbine | 5.9 | 5.4 | Electric Utility
19798 | City of Vernon | 56039 | H. Gonzales | G2 | Natural Gas Fired Combustion Turbine | 5.9 | 5.4 | Electric Utility
19804 | City of Vero Beach - (FL) | 693 | Vero Beach Municipal Power Plant | 1 | Natural Gas Steam Turbine | 12.5 | 13 | Electric Utility
19804 | City of Vero Beach - (FL) | 693 | Vero Beach Municipal Power Plant | 2 | Natural Gas Fired Combined Cycle | 16.5 | 13 | Electric Utility
19804 | City of Vero Beach - (FL) | 693 | Vero Beach Municipal Power Plant | 4 | Natural Gas Steam Turbine | 55 | 56 | Electric Utility
19804 | City of Vero Beach - (FL) | 693 | Vero Beach Municipal Power Plant | 5 | Natural Gas Fired Combined Cycle | 41.4 | 35 | Electric Utility
19830 | NRG Vienna Operations Inc | 1564 | Vienna Operations | 10 | Petroleum Liquids | 18.6 | 15.9 | IPP Non-CHP
19830 | NRG Vienna Operations Inc | 1564 | Vienna Operations | 8 | Petroleum Liquids | 162 | 153 | IPP Non-CHP
19843 | City of Villisca - (IA) | 1193 | Villisca Municipal Power Plant | 5 | Petroleum Liquids | 2 | 2 | Electric Utility
19843 | City of Villisca - (IA) | 1193 | Villisca Municipal Power Plant | 6 | Petroleum Liquids | 2 | 2 | Electric Utility
19856 | City of Vineland - (NJ) | 2434 | Howard Down | 11 | Natural Gas Fired Combustion Turbine | 68.2 | 59.9 | Electric Utility
19856 | City of Vineland - (NJ) | 6776 | West Station (NJ) | 1 | Petroleum Liquids | 27 | 26.2 | Electric Utility
19865 | City of Vinton - (IA) | 1194 | Vinton | 1 | Petroleum Liquids | 1.3 | 1.2 | Electric Utility
19865 | City of Vinton - (IA) | 1194 | Vinton | 10 | Petroleum Liquids | 0.8 | 0.6 | Electric Utility
19865 | City of Vinton - (IA) | 1194 | Vinton | 5 | Petroleum Liquids | 0.6 | 0.5 | Electric Utility
19865 | City of Vinton - (IA) | 1194 | Vinton | 6 | Petroleum Liquids | 2.5 | 2.5 | Electric Utility
19865 | City of Vinton - (IA) | 1194 | Vinton | 7 | Petroleum Liquids | 3.7 | 3.7 | Electric Utility
19865 | City of Vinton - (IA) | 1194 | Vinton | 8 | Petroleum Liquids | 5.6 | 5.6 | Electric Utility
19865 | City of Vinton - (IA) | 1194 | Vinton | 9 | Petroleum Liquids | 3 | 3 | Electric Utility
19867 | Village of Viola - (WI) | 4139 | Viola | 3 | Petroleum Liquids | 1.8 | 1.8 | Electric Utility
19876 | Virginia Electric & Power Co | 2756 | Gaston | 1 | Conventional Hydroelectric | 44.4 | 55 | Electric Utility
19876 | Virginia Electric & Power Co | 2756 | Gaston | 2 | Conventional Hydroelectric | 44.4 | 55 | Electric Utility
19876 | Virginia Electric & Power Co | 2756 | Gaston | 3 | Conventional Hydroelectric | 44.4 | 55 | Electric Utility
19876 | Virginia Electric & Power Co | 2756 | Gaston | 4 | Conventional Hydroelectric | 44.4 | 55 | Electric Utility
19876 | Virginia Electric & Power Co | 2758 | Roanoke Rapids | 1 | Conventional Hydroelectric | 25 | 24 | Electric Utility
19876 | Virginia Electric & Power Co | 2758 | Roanoke Rapids | 2 | Conventional Hydroelectric | 25 | 24 | Electric Utility
19876 | Virginia Electric & Power Co | 2758 | Roanoke Rapids | 3 | Conventional Hydroelectric | 25 | 24 | Electric Utility
19876 | Virginia Electric & Power Co | 2758 | Roanoke Rapids | 4 | Conventional Hydroelectric | 25 | 23 | Electric Utility
19876 | Virginia Electric & Power Co | 3796 | Bremo Bluff | 3 | Natural Gas Steam Turbine | 69 | 71 | Electric Utility
19876 | Virginia Electric & Power Co | 3796 | Bremo Bluff | 4 | Natural Gas Steam Turbine | 185.2 | 156 | Electric Utility
19876 | Virginia Electric & Power Co | 3797 | Chesterfield | 3 | Conventional Steam Coal | 112.5 | 97.5 | Electric Utility
19876 | Virginia Electric & Power Co | 3797 | Chesterfield | 4 | Conventional Steam Coal | 187.5 | 162.5 | Electric Utility
19876 | Virginia Electric & Power Co | 3797 | Chesterfield | 5 | Conventional Steam Coal | 359 | 336 | Electric Utility
19876 | Virginia Electric & Power Co | 3797 | Chesterfield | 6 | Conventional Steam Coal | 693.9 | 657 | Electric Utility
19876 | Virginia Electric & Power Co | 3797 | Chesterfield | CT7 | Natural Gas Fired Combined Cycle | 145 | 142 | Electric Utility
19876 | Virginia Electric & Power Co | 3797 | Chesterfield | CT8 | Natural Gas Fired Combined Cycle | 148 | 140 | Electric Utility
19876 | Virginia Electric & Power Co | 3797 | Chesterfield | CW7 | Natural Gas Fired Combined Cycle | 74.4 | 55 | Electric Utility
19876 | Virginia Electric & Power Co | 3797 | Chesterfield | CW8 | Natural Gas Fired Combined Cycle | 79.2 | 60 | Electric Utility
19876 | Virginia Electric & Power Co | 3798 | Cushaw | 1 | Conventional Hydroelectric | 1.5 | 0.4 | Electric Utility
19876 | Virginia Electric & Power Co | 3798 | Cushaw | 2 | Conventional Hydroelectric | 1.5 | 0.4 | Electric Utility
19876 | Virginia Electric & Power Co | 3798 | Cushaw | 3 | Conventional Hydroelectric | 1.5 | 0.4 | Electric Utility
19876 | Virginia Electric & Power Co | 3798 | Cushaw | 4 | Conventional Hydroelectric | 1.5 | 0.4 | Electric Utility
19876 | Virginia Electric & Power Co | 3798 | Cushaw | 5 | Conventional Hydroelectric | 1.5 | 0.4 | Electric Utility
19876 | Virginia Electric & Power Co | 3799 | Low Moor | GT1 | Petroleum Liquids | 20.7 | 12 | Electric Utility
19876 | Virginia Electric & Power Co | 3799 | Low Moor | GT2 | Petroleum Liquids | 20.7 | 12 | Electric Utility
19876 | Virginia Electric & Power Co | 3799 | Low Moor | GT3 | Petroleum Liquids | 20.7 | 12 | Electric Utility
19876 | Virginia Electric & Power Co | 3799 | Low Moor | GT4 | Petroleum Liquids | 20.7 | 12 | Electric Utility
19876 | Virginia Electric & Power Co | 3800 | Northern Neck | GT1 | Petroleum Liquids | 20.7 | 12 | Electric Utility
19876 | Virginia Electric & Power Co | 3800 | Northern Neck | GT2 | Petroleum Liquids | 20.7 | 11 | Electric Utility
19876 | Virginia Electric & Power Co | 3800 | Northern Neck | GT3 | Petroleum Liquids | 20.7 | 12 | Electric Utility
19876 | Virginia Electric & Power Co | 3800 | Northern Neck | GT4 | Petroleum Liquids | 20.7 | 12 | Electric Utility
19876 | Virginia Electric & Power Co | 3803 | Chesapeake | 3 | Conventional Steam Coal | 185.2 | 156 | Electric Utility
19876 | Virginia Electric & Power Co | 3803 | Chesapeake | 6 | Petroleum Liquids | 16.3 | 12 | Electric Utility
19876 | Virginia Electric & Power Co | 3803 | Chesapeake | GT1 | Petroleum Liquids | 18.5 | 15 | Electric Utility
19876 | Virginia Electric & Power Co | 3803 | Chesapeake | GT2 | Petroleum Liquids | 16.3 | 12 | Electric Utility
19876 | Virginia Electric & Power Co | 3803 | Chesapeake | GT4 | Petroleum Liquids | 16.3 | 12 | Electric Utility
19876 | Virginia Electric & Power Co | 3803 | Chesapeake | ST1 | Conventional Steam Coal | 112.5 | 111 | Electric Utility
19876 | Virginia Electric & Power Co | 3803 | Chesapeake | ST2 | Conventional Steam Coal | 112.5 | 111 | Electric Utility
19876 | Virginia Electric & Power Co | 3803 | Chesapeake | ST4 | Conventional Steam Coal | 239.3 | 217 | Electric Utility
19876 | Virginia Electric & Power Co | 3804 | Possum Point | 3 | Natural Gas Steam Turbine | 113.6 | 96 | Electric Utility
19876 | Virginia Electric & Power Co | 3804 | Possum Point | 4 | Natural Gas Steam Turbine | 239.3 | 220 | Electric Utility
19876 | Virginia Electric & Power Co | 3804 | Possum Point | 5 | Petroleum Liquids | 882 | 786 | Electric Utility
19876 | Virginia Electric & Power Co | 3804 | Possum Point | 6A | Natural Gas Fired Combined Cycle | 174 | 148.5 | Electric Utility
19876 | Virginia Electric & Power Co | 3804 | Possum Point | 6B | Natural Gas Fired Combined Cycle | 174 | 148.5 | Electric Utility
19876 | Virginia Electric & Power Co | 3804 | Possum Point | 6ST | Natural Gas Fired Combined Cycle | 265 | 262 | Electric Utility
19876 | Virginia Electric & Power Co | 3804 | Possum Point | GT1 | Petroleum Liquids | 16 | 12 | Electric Utility
19876 | Virginia Electric & Power Co | 3804 | Possum Point | GT2 | Petroleum Liquids | 16 | 12 | Electric Utility
19876 | Virginia Electric & Power Co | 3804 | Possum Point | GT3 | Petroleum Liquids | 16 | 12 | Electric Utility
19876 | Virginia Electric & Power Co | 3804 | Possum Point | GT4 | Petroleum Liquids | 16 | 12 | Electric Utility
19876 | Virginia Electric & Power Co | 3804 | Possum Point | GT5 | Petroleum Liquids | 16 | 12 | Electric Utility
19876 | Virginia Electric & Power Co | 3804 | Possum Point | GT6 | Petroleum Liquids | 16 | 12 | Electric Utility
19876 | Virginia Electric & Power Co | 3806 | Surry | 1 | Nuclear | 847.5 | 838 | Electric Utility
19876 | Virginia Electric & Power Co | 3806 | Surry | 2 | Nuclear | 847.5 | 838 | Electric Utility
19876 | Virginia Electric & Power Co | 3809 | Yorktown | 1 | Conventional Steam Coal | 187.5 | 159 | Electric Utility
19876 | Virginia Electric & Power Co | 3809 | Yorktown | 2 | Conventional Steam Coal | 187.5 | 164 | Electric Utility
19876 | Virginia Electric & Power Co | 3809 | Yorktown | 3 | Petroleum Liquids | 882 | 790 | Electric Utility
19876 | Virginia Electric & Power Co | 3954 | Mt Storm | 1 | Conventional Steam Coal | 570.2 | 554 | Electric Utility
19876 | Virginia Electric & Power Co | 3954 | Mt Storm | 2 | Conventional Steam Coal | 570.2 | 555 | Electric Utility
19876 | Virginia Electric & Power Co | 3954 | Mt Storm | 3 | Conventional Steam Coal | 522 | 520 | Electric Utility
19876 | Virginia Electric & Power Co | 3954 | Mt Storm | JF1 | Petroleum Liquids | 18.5 | 11 | Electric Utility
19876 | Virginia Electric & Power Co | 6167 | Bath County | 1 | Hydroelectric Pumped Storage | 477 | 500 | Electric Utility
19876 | Virginia Electric & Power Co | 6167 | Bath County | 2 | Hydroelectric Pumped Storage | 477 | 500 | Electric Utility
19876 | Virginia Electric & Power Co | 6167 | Bath County | 3 | Hydroelectric Pumped Storage | 477 | 502 | Electric Utility
19876 | Virginia Electric & Power Co | 6167 | Bath County | 4 | Hydroelectric Pumped Storage | 477 | 500 | Electric Utility
19876 | Virginia Electric & Power Co | 6167 | Bath County | 5 | Hydroelectric Pumped Storage | 477 | 501 | Electric Utility
19876 | Virginia Electric & Power Co | 6167 | Bath County | 6 | Hydroelectric Pumped Storage | 477 | 500 | Electric Utility
19876 | Virginia Electric & Power Co | 6168 | North Anna | 1 | Nuclear | 979.7 | 948 | Electric Utility
19876 | Virginia Electric & Power Co | 6168 | North Anna | 2 | Nuclear | 979.7 | 944 | Electric Utility
19876 | Virginia Electric & Power Co | 6168 | North Anna | HC1 | Conventional Hydroelectric | 1 | 1 | Electric Utility
19876 | Virginia Electric & Power Co | 7032 | Gravel Neck | 1 | Petroleum Liquids | 16.3 | 12 | Electric Utility
19876 | Virginia Electric & Power Co | 7032 | Gravel Neck | 2 | Petroleum Liquids | 23.8 | 16 | Electric Utility
19876 | Virginia Electric & Power Co | 7032 | Gravel Neck | 3 | Natural Gas Fired Combustion Turbine | 91.9 | 85 | Electric Utility
19876 | Virginia Electric & Power Co | 7032 | Gravel Neck | 4 | Natural Gas Fired Combustion Turbine | 91.9 | 85 | Electric Utility
19876 | Virginia Electric & Power Co | 7032 | Gravel Neck | 5 | Natural Gas Fired Combustion Turbine | 91.9 | 85 | Electric Utility
19876 | Virginia Electric & Power Co | 7032 | Gravel Neck | 6 | Natural Gas Fired Combustion Turbine | 91.9 | 85 | Electric Utility
19876 | Virginia Electric & Power Co | 7212 | Darbytown | 1 | Natural Gas Fired Combustion Turbine | 92.1 | 84 | Electric Utility
19876 | Virginia Electric & Power Co | 7212 | Darbytown | 2 | Natural Gas Fired Combustion Turbine | 92.1 | 84 | Electric Utility
19876 | Virginia Electric & Power Co | 7212 | Darbytown | 3 | Natural Gas Fired Combustion Turbine | 92.1 | 84 | Electric Utility
19876 | Virginia Electric & Power Co | 7212 | Darbytown | 4 | Natural Gas Fired Combustion Turbine | 92.1 | 84 | Electric Utility
19876 | Virginia Electric & Power Co | 7213 | Clover | 1 | Conventional Steam Coal | 424 | 440 | Electric Utility
19876 | Virginia Electric & Power Co | 7213 | Clover | 2 | Conventional Steam Coal | 424 | 437 | Electric Utility
19876 | Virginia Electric & Power Co | 7838 | Remington | 1 | Natural Gas Fired Combustion Turbine | 178.5 | 153 | Electric Utility
19876 | Virginia Electric & Power Co | 7838 | Remington | 2 | Natural Gas Fired Combustion Turbine | 170 | 151 | Electric Utility
19876 | Virginia Electric & Power Co | 7838 | Remington | 3 | Natural Gas Fired Combustion Turbine | 178.5 | 152 | Electric Utility
19876 | Virginia Electric & Power Co | 7838 | Remington | 4 | Natural Gas Fired Combustion Turbine | 178.5 | 152 | Electric Utility
19876 | Virginia Electric & Power Co | 7839 | Ladysmith | 1 | Natural Gas Fired Combustion Turbine | 178.5 | 151 | Electric Utility
19876 | Virginia Electric & Power Co | 7839 | Ladysmith | 2 | Natural Gas Fired Combustion Turbine | 178.5 | 151 | Electric Utility
19876 | Virginia Electric & Power Co | 7839 | Ladysmith | 3 | Natural Gas Fired Combustion Turbine | 178.5 | 161 | Electric Utility
19876 | Virginia Electric & Power Co | 7839 | Ladysmith | 4 | Natural Gas Fired Combustion Turbine | 178.5 | 160 | Electric Utility
19876 | Virginia Electric & Power Co | 7839 | Ladysmith | 5 | Natural Gas Fired Combustion Turbine | 178.5 | 160 | Electric Utility
19876 | Virginia Electric & Power Co | 10771 | Hopewell Power Station | 1 | Wood/Wood Waste Biomass | 71.1 | 51 | Electric Utility
19876 | Virginia Electric & Power Co | 10773 | Altavista Power Station | 1 | Wood/Wood Waste Biomass | 71.1 | 51 | Electric Utility
19876 | Virginia Electric & Power Co | 10774 | Southampton Power Station | 1 | Wood/Wood Waste Biomass | 71.1 | 51 | Electric Utility
19876 | Virginia Electric & Power Co | 50555 | Rosemary Power Station | GEN1 | Natural Gas Fired Combined Cycle | 86 | 75 | Electric Utility
19876 | Virginia Electric & Power Co | 50555 | Rosemary Power Station | GEN2 | Natural Gas Fired Combined Cycle | 40 | 36 | Electric Utility
19876 | Virginia Electric & Power Co | 50555 | Rosemary Power Station | GEN3 | Natural Gas Fired Combined Cycle | 54 | 54 | Electric Utility
19876 | Virginia Electric & Power Co | 50966 | Bellmeade Power Station | 1 | Natural Gas Fired Combined Cycle | 110 | 95 | Electric Utility
19876 | Virginia Electric & Power Co | 50966 | Bellmeade Power Station | 2 | Natural Gas Fired Combined Cycle | 110 | 95 | Electric Utility
19876 | Virginia Electric & Power Co | 50966 | Bellmeade Power Station | 3 | Natural Gas Fired Combined Cycle | 110 | 77 | Electric Utility
19876 | Virginia Electric & Power Co | 52007 | Mecklenburg Power Station | GEN1 | Conventional Steam Coal | 69.9 | 69 | Electric Utility
19876 | Virginia Electric & Power Co | 52007 | Mecklenburg Power Station | GEN2 | Conventional Steam Coal | 69.9 | 69 | Electric Utility
19876 | Virginia Electric & Power Co | 52087 | Elizabeth River Power Station | GEN1 | Natural Gas Fired Combustion Turbine | 129.6 | 116 | Electric Utility
19876 | Virginia Electric & Power Co | 52087 | Elizabeth River Power Station | GEN2 | Natural Gas Fired Combustion Turbine | 129.6 | 116 | Electric Utility
19876 | Virginia Electric & Power Co | 52087 | Elizabeth River Power Station | GEN3 | Natural Gas Fired Combustion Turbine | 129.6 | 116 | Electric Utility
19876 | Virginia Electric & Power Co | 52118 | Multitrade of Pittsylvania LP | GEN1 | Wood/Wood Waste Biomass | 45 | 41.5 | Electric Utility
19876 | Virginia Electric & Power Co | 52118 | Multitrade of Pittsylvania LP | GEN2 | Wood/Wood Waste Biomass | 45 | 41.5 | Electric Utility
19876 | Virginia Electric & Power Co | 54844 | Gordonsville Energy LP | GOR1 | Natural Gas Fired Combined Cycle | 97.2 | 68.4 | Electric Utility
19876 | Virginia Electric & Power Co | 54844 | Gordonsville Energy LP | GOR2 | Natural Gas Fired Combined Cycle | 97.2 | 68.4 | Electric Utility
19876 | Virginia Electric & Power Co | 54844 | Gordonsville Energy LP | GOR3 | Natural Gas Fired Combined Cycle | 53 | 40.6 | Electric Utility
19876 | Virginia Electric & Power Co | 54844 | Gordonsville Energy LP | GOR4 | Natural Gas Fired Combined Cycle | 53 | 40.6 | Electric Utility
19876 | Virginia Electric & Power Co | 55939 | Warren County | CT01 | Natural Gas Fired Combined Cycle | 297.5 | 297.5 | Electric Utility
19876 | Virginia Electric & Power Co | 55939 | Warren County | CT02 | Natural Gas Fired Combined Cycle | 297.5 | 297.5 | Electric Utility
19876 | Virginia Electric & Power Co | 55939 | Warren County | CT03 | Natural Gas Fired Combined Cycle | 297.5 | 297.5 | Electric Utility
19876 | Virginia Electric & Power Co | 55939 | Warren County | ST01 | Natural Gas Fired Combined Cycle | 579.7 | 579.7 | Electric Utility
19876 | Virginia Electric & Power Co | 56807 | Bear Garden | 1A | Natural Gas Fired Combined Cycle | 145 | 165 | Electric Utility
19876 | Virginia Electric & Power Co | 56807 | Bear Garden | 1B | Natural Gas Fired Combined Cycle | 152 | 170 | Electric Utility
19876 | Virginia Electric & Power Co | 56807 | Bear Garden | 1C | Natural Gas Fired Combined Cycle | 262 | 254 | Electric Utility
19876 | Virginia Electric & Power Co | 56808 | Virginia City Hybrid Energy Center | 1 | Conventional Steam Coal | 668 | 610 | Electric Utility
19883 | City of Virginia - (MN) | 2018 | Virginia | 5 | Conventional Steam Coal | 7.5 | 8 | Electric Utility
19883 | City of Virginia - (MN) | 2018 | Virginia | 6 | Conventional Steam Coal | 18.7 | 17 | Electric Utility
19900 | Viking Energy Corp | 50771 | Viking Energy of Northumberland | GEN1 | Wood/Wood Waste Biomass | 18 | 16.2 | IPP CHP
19946 | Wadham Energy Ltd Partners | 50293 | Wadham Energy LP | GEN1 | Other Waste Biomass | 28.6 | 25.5 | IPP Non-CHP
19968 | City of Wahoo - (NE) | 2310 | Wahoo | 1 | Natural Gas Internal Combustion Engine | 2.5 | 2.1 | Electric Utility
19968 | City of Wahoo - (NE) | 2310 | Wahoo | 2 | Petroleum Liquids | 0.5 | 0.4 | Electric Utility
19968 | City of Wahoo - (NE) | 2310 | Wahoo | 3 | Natural Gas Internal Combustion Engine | 4.4 | 4.4 | Electric Utility
19968 | City of Wahoo - (NE) | 2310 | Wahoo | 4 | Natural Gas Internal Combustion Engine | 1.2 | 1.1 | Electric Utility
19968 | City of Wahoo - (NE) | 2310 | Wahoo | 5 | Natural Gas Internal Combustion Engine | 2.1 | 2.2 | Electric Utility
19968 | City of Wahoo - (NE) | 2310 | Wahoo | 6 | Natural Gas Internal Combustion Engine | 3.5 | 3.4 | Electric Utility
19980 | City of Wakefield - (NE) | 2311 | Wakefield | 2 | Natural Gas Internal Combustion Engine | 0.6 | 0.5 | Electric Utility
19980 | City of Wakefield - (NE) | 2311 | Wakefield | 5 | Natural Gas Internal Combustion Engine | 1.3 | 1 | Electric Utility
19980 | City of Wakefield - (NE) | 2311 | Wakefield | 6 | Natural Gas Internal Combustion Engine | 1.3 | 1.1 | Electric Utility
19980 | City of Wakefield - (NE) | 2311 | Wakefield | IC4 | Natural Gas Internal Combustion Engine | 0.9 | 0.6 | Electric Utility
19984 | Warm Springs Forest Prod Indst | 50426 | Warm Springs Forest Products | GEN1 | Wood/Wood Waste Biomass | 3 | 2.6 | Industrial CHP
19984 | Warm Springs Forest Prod Indst | 50426 | Warm Springs Forest Products | GEN2 | Wood/Wood Waste Biomass | 3 | 2.6 | Industrial CHP
19984 | Warm Springs Forest Prod Indst | 50426 | Warm Springs Forest Products | GEN3 | Wood/Wood Waste Biomass | 3 | 2.6 | Industrial CHP
20032 | Walla Walla City of | 50382 | Twin Reservoirs | GEN1 | Conventional Hydroelectric | 2.2 | 1.8 | IPP Non-CHP
20069 | City of Wamego - (KS) | 1328 | Wamego | 1 | Natural Gas Internal Combustion Engine | 1.3 | 1.3 | Electric Utility
20069 | City of Wamego - (KS) | 1328 | Wamego | 3 | Natural Gas Internal Combustion Engine | 1.3 | 1.3 | Electric Utility
20069 | City of Wamego - (KS) | 1328 | Wamego | 4 | Natural Gas Internal Combustion Engine | 1.1 | 1.1 | Electric Utility
20069 | City of Wamego - (KS) | 1328 | Wamego | 5 | Natural Gas Internal Combustion Engine | 2 | 1.8 | Electric Utility
20069 | City of Wamego - (KS) | 1328 | Wamego | 6 | Natural Gas Internal Combustion Engine | 2.4 | 2.2 | Electric Utility
20069 | City of Wamego - (KS) | 1328 | Wamego | 7 | Natural Gas Internal Combustion Engine | 1.3 | 1.3 | Electric Utility
20069 | City of Wamego - (KS) | 1328 | Wamego | 8 | Natural Gas Internal Combustion Engine | 1.3 | 1.3 | Electric Utility
20069 | City of Wamego - (KS) | 1328 | Wamego | 9 | Natural Gas Internal Combustion Engine | 1.3 | 1.3 | Electric Utility
20100 | Warm Springs Power Enterprises | 54721 | Warm Springs Power Enterprises | 0001 | Conventional Hydroelectric | 19.6 | 18.5 | IPP Non-CHP
20135 | City of Washington - (UT) | 59660 | Washington City Electric Generation | 3 | Natural Gas Internal Combustion Engine | 2 | 2 | Electric Utility
20135 | City of Washington - (UT) | 59660 | Washington City Electric Generation | 4 | Natural Gas Internal Combustion Engine | 2 | 2 | Electric Utility
20135 | City of Washington - (UT) | 59660 | Washington City Electric Generation | 9 | Natural Gas Internal Combustion Engine | 2 | 2 | Electric Utility
20141 | City of Washington - (KS) | 1329 | Washington | 1 | Petroleum Liquids | 1.2 | 1 | Electric Utility
20141 | City of Washington - (KS) | 1329 | Washington | 2 | Petroleum Liquids | 1 | 0.8 | Electric Utility
20141 | City of Washington - (KS) | 1329 | Washington | 3 | Petroleum Liquids | 0.9 | 0.7 | Electric Utility
20141 | City of Washington - (KS) | 1329 | Washington | 5 | Petroleum Liquids | 0.6 | 0.4 | Electric Utility
20141 | City of Washington - (KS) | 1329 | Washington | 6 | Petroleum Liquids | 1.5 | 1.3 | Electric Utility
20141 | City of Washington - (KS) | 1329 | Washington | 7 | Petroleum Liquids | 1.1 | 0.9 | Electric Utility
20141 | City of Washington - (KS) | 1329 | Washington | IC4 | Petroleum Liquids | 2.6 | 2.3 | Electric Utility
20148 | Watervliet City of | 50123 | Normanskill Hydro Project | GEN1 | Conventional Hydroelectric | 1.2 | 1.2 | IPP Non-CHP
20151 | Washington Electric Coop - (VT) | 7051 | Wrightsville Hydro Plant | 1 | Conventional Hydroelectric | 0.1 | 0.1 | Electric Utility
20151 | Washington Electric Coop - (VT) | 7051 | Wrightsville Hydro Plant | 2 | Conventional Hydroelectric | 0.3 | 0.2 | Electric Utility
20151 | Washington Electric Coop - (VT) | 7051 | Wrightsville Hydro Plant | 3 | Conventional Hydroelectric | 0.6 | 0.4 | Electric Utility
20153 | Washington Island El Coop, Inc | 4148 | Washington Island | 2 | Petroleum Liquids | 0.1 | 0.1 | Electric Utility
20153 | Washington Island El Coop, Inc | 4148 | Washington Island | 3 | Petroleum Liquids | 0.1 | 0.1 | Electric Utility
20153 | Washington Island El Coop, Inc | 4148 | Washington Island | 4 | Petroleum Liquids | 0.2 | 0.2 | Electric Utility
20153 | Washington Island El Coop, Inc | 4148 | Washington Island | 5 | Petroleum Liquids | 0.5 | 0.5 | Electric Utility
20153 | Washington Island El Coop, Inc | 4148 | Washington Island | 6 | Petroleum Liquids | 0.9 | 0.9 | Electric Utility
20153 | Washington Island El Coop, Inc | 4148 | Washington Island | 7 | Petroleum Liquids | 1.6 | 1.6 | Electric Utility
20153 | Washington Island El Coop, Inc | 4148 | Washington Island | 8 | Petroleum Liquids | 1.6 | 1.6 | Electric Utility
20160 | Energy Northwest | 371 | Columbia Generating Station | 2 | Nuclear | 1200 | 1137 | Electric Utility
20160 | Energy Northwest | 3929 | Packwood | 1 | Conventional Hydroelectric | 27.5 | 26 | Electric Utility
20160 | Energy Northwest | 7936 | Nine Canyon | 1 | Onshore Wind Turbine | 95.9 | 95 | Electric Utility
20169 | Avista Corp | 550 | Kettle Falls Generating Station | 1 | Wood/Wood Waste Biomass | 50.7 | 50 | Electric Utility
20169 | Avista Corp | 550 | Kettle Falls Generating Station | 2 | Natural Gas Fired Combustion Turbine | 7.2 | 6.2 | Electric Utility
20169 | Avista Corp | 833 | Cabinet Gorge | 1 | Conventional Hydroelectric | 59.4 | 44.3 | Electric Utility
20169 | Avista Corp | 833 | Cabinet Gorge | 2 | Conventional Hydroelectric | 73.2 | 73.9 | Electric Utility
20169 | Avista Corp | 833 | Cabinet Gorge | 3 | Conventional Hydroelectric | 73.2 | 73.4 | Electric Utility
20169 | Avista Corp | 833 | Cabinet Gorge | 4 | Conventional Hydroelectric | 59.4 | 63 | Electric Utility
20169 | Avista Corp | 835 | Post Falls | 1 | Conventional Hydroelectric | 2.2 | 2.8 | Electric Utility
20169 | Avista Corp | 835 | Post Falls | 2 | Conventional Hydroelectric | 2.2 | 2.8 | Electric Utility
20169 | Avista Corp | 835 | Post Falls | 3 | Conventional Hydroelectric | 2.2 | 2.8 | Electric Utility
20169 | Avista Corp | 835 | Post Falls | 4 | Conventional Hydroelectric | 2.2 | 2.8 | Electric Utility
20169 | Avista Corp | 835 | Post Falls | 5 | Conventional Hydroelectric | 2.2 | 2.8 | Electric Utility
20169 | Avista Corp | 835 | Post Falls | 6 | Conventional Hydroelectric | 3.5 | 3.5 | Electric Utility
20169 | Avista Corp | 2199 | Noxon Rapids | 1 | Conventional Hydroelectric | 113.9 | 113.9 | Electric Utility
20169 | Avista Corp | 2199 | Noxon Rapids | 2 | Conventional Hydroelectric | 76.8 | 113 | Electric Utility
20169 | Avista Corp | 2199 | Noxon Rapids | 3 | Conventional Hydroelectric | 113.9 | 113 | Electric Utility
20169 | Avista Corp | 2199 | Noxon Rapids | 4 | Conventional Hydroelectric | 113.8 | 113 | Electric Utility
20169 | Avista Corp | 2199 | Noxon Rapids | 5 | Conventional Hydroelectric | 114 | 127.6 | Electric Utility
20169 | Avista Corp | 3866 | Little Falls (WA) | 1 | Conventional Hydroelectric | 8 | 9 | Electric Utility
20169 | Avista Corp | 3866 | Little Falls (WA) | 2 | Conventional Hydroelectric | 8 | 9 | Electric Utility
20169 | Avista Corp | 3866 | Little Falls (WA) | 3 | Conventional Hydroelectric | 8 | 9 | Electric Utility
20169 | Avista Corp | 3866 | Little Falls (WA) | 4 | Conventional Hydroelectric | 8 | 9 | Electric Utility
20169 | Avista Corp | 3867 | Long Lake | 1 | Conventional Hydroelectric | 17.5 | 22.4 | Electric Utility
20169 | Avista Corp | 3867 | Long Lake | 2 | Conventional Hydroelectric | 17.5 | 22.5 | Electric Utility
20169 | Avista Corp | 3867 | Long Lake | 3 | Conventional Hydroelectric | 17.5 | 22.5 | Electric Utility
20169 | Avista Corp | 3867 | Long Lake | 4 | Conventional Hydroelectric | 17.5 | 22.1 | Electric Utility
20169 | Avista Corp | 3869 | Nine Mile | 3N | Conventional Hydroelectric | 10 | 8 | Electric Utility
20169 | Avista Corp | 3869 | Nine Mile | 4N | Conventional Hydroelectric | 10 | 8 | Electric Utility
20169 | Avista Corp | 6210 | Northeast (WA) | 1 | Natural Gas Fired Combustion Turbine | 61.8 | 45 | Electric Utility
20169 | Avista Corp | 7456 | Rathdrum | 1 | Natural Gas Fired Combustion Turbine | 83.2 | 66 | Electric Utility
20169 | Avista Corp | 7456 | Rathdrum | 2 | Natural Gas Fired Combustion Turbine | 83.2 | 66 | Electric Utility
20169 | Avista Corp | 7931 | Coyote Springs II | 1 | Natural Gas Fired Combined Cycle | 170 | 149 | Electric Utility
20169 | Avista Corp | 7931 | Coyote Springs II | 2 | Natural Gas Fired Combined Cycle | 117 | 93.7 | Electric Utility
20169 | Avista Corp | 8022 | Boulder Park | 1 | Natural Gas Internal Combustion Engine | 4.1 | 4.1 | Electric Utility
20169 | Avista Corp | 8022 | Boulder Park | 2 | Natural Gas Internal Combustion Engine | 4.1 | 4.1 | Electric Utility
20169 | Avista Corp | 8022 | Boulder Park | 3 | Natural Gas Internal Combustion Engine | 4.1 | 4.1 | Electric Utility
20169 | Avista Corp | 8022 | Boulder Park | 4 | Natural Gas Internal Combustion Engine | 4.1 | 4.1 | Electric Utility
20169 | Avista Corp | 8022 | Boulder Park | 5 | Natural Gas Internal Combustion Engine | 4.1 | 4.1 | Electric Utility
20169 | Avista Corp | 8022 | Boulder Park | 6 | Natural Gas Internal Combustion Engine | 4.1 | 4.1 | Electric Utility
20169 | Avista Corp | 9095 | Monroe Street | 6 | Conventional Hydroelectric | 14.8 | 15 | Electric Utility
20169 | Avista Corp | 9096 | Upper Falls | 1 | Conventional Hydroelectric | 10 | 10.2 | Electric Utility
20180 | City of Waterloo - (IL) | 971 | Waterloo | 1 | Petroleum Liquids | 3.1 | 2.7 | Electric Utility
20180 | City of Waterloo - (IL) | 971 | Waterloo | 10 | Petroleum Liquids | 1.8 | 1.8 | Electric Utility
20180 | City of Waterloo - (IL) | 971 | Waterloo | 11 | Petroleum Liquids | 1.8 | 1.8 | Electric Utility
20180 | City of Waterloo - (IL) | 971 | Waterloo | 12 | Natural Gas Fired Combustion Turbine | 6.6 | 6.6 | Electric Utility
20180 | City of Waterloo - (IL) | 971 | Waterloo | 13 | Natural Gas Fired Combustion Turbine | 7 | 6.6 | Electric Utility
20180 | City of Waterloo - (IL) | 971 | Waterloo | 2 | Petroleum Liquids | 0.2 | 0.2 | Electric Utility
20180 | City of Waterloo - (IL) | 971 | Waterloo | 3 | Petroleum Liquids | 0.2 | 0.2 | Electric Utility
20180 | City of Waterloo - (IL) | 971 | Waterloo | 4 | Petroleum Liquids | 2 | 1.8 | Electric Utility
20180 | City of Waterloo - (IL) | 971 | Waterloo | 5 | Petroleum Liquids | 0.5 | 0.4 | Electric Utility
20180 | City of Waterloo - (IL) | 971 | Waterloo | 6 | Petroleum Liquids | 0.5 | 0.5 | Electric Utility
20180 | City of Waterloo - (IL) | 971 | Waterloo | 7 | Petroleum Liquids | 1.7 | 1.5 | Electric Utility
20180 | City of Waterloo - (IL) | 971 | Waterloo | 8 | Petroleum Liquids | 3 | 2.4 | Electric Utility
20180 | City of Waterloo - (IL) | 971 | Waterloo | 9 | Petroleum Liquids | 1.8 | 1.8 | Electric Utility
20183 | Waste Management Inc | 55765 | Green Knight Energy Center | TG1 | Landfill Gas | 3.3 | 2.4 | IPP Non-CHP
20183 | Waste Management Inc | 55765 | Green Knight Energy Center | TG2 | Landfill Gas | 3.3 | 2.4 | IPP Non-CHP
20183 | Waste Management Inc | 55765 | Green Knight Energy Center | TG3 | Landfill Gas | 3.3 | 2.4 | IPP Non-CHP
20188 | City of Watertown - (NY) | 2700 | Watertown | 1 | Conventional Hydroelectric | 2.7 | 2.1 | Electric Utility
20188 | City of Watertown - (NY) | 2700 | Watertown | 2 | Conventional Hydroelectric | 2.7 | 2.1 | Electric Utility
20188 | City of Watertown - (NY) | 2700 | Watertown | 3 | Conventional Hydroelectric | 2.7 | 2.1 | Electric Utility
20208 | Waymart Wind Farm | 56001 | Waymart Wind | GE15 | Onshore Wind Turbine | 64.5 | 64.5 | IPP Non-CHP
20214 | Waverly Municipal Elec Utility | 6554 | Waverly Municipal Electric North Plant | 10 | Petroleum Liquids | 7 | 7 | Electric Utility
20214 | Waverly Municipal Elec Utility | 6554 | Waverly Municipal Electric North Plant | 7 | Natural Gas Internal Combustion Engine | 3.5 | 3.5 | Electric Utility
20214 | Waverly Municipal Elec Utility | 6554 | Waverly Municipal Electric North Plant | 8 | Natural Gas Internal Combustion Engine | 3.7 | 3.7 | Electric Utility
20214 | Waverly Municipal Elec Utility | 6554 | Waverly Municipal Electric North Plant | 9 | Natural Gas Internal Combustion Engine | 3.7 | 3.7 | Electric Utility
20214 | Waverly Municipal Elec Utility | 7758 | South Plant | 1 | Petroleum Liquids | 2 | 1.9 | Electric Utility
20214 | Waverly Municipal Elec Utility | 7758 | South Plant | 2 | Petroleum Liquids | 2 | 1.9 | Electric Utility
20214 | Waverly Municipal Elec Utility | 7758 | South Plant | 3 | Petroleum Liquids | 2 | 1.9 | Electric Utility
20214 | Waverly Municipal Elec Utility | 7758 | South Plant | 4 | Petroleum Liquids | 2 | 1.9 | Electric Utility
20214 | Waverly Municipal Elec Utility | 7758 | South Plant | 5 | Petroleum Liquids | 2 | 1.9 | Electric Utility
20214 | Waverly Municipal Elec Utility | 7758 | South Plant | 6 | Petroleum Liquids | 2 | 1.9 | Electric Utility
20214 | Waverly Municipal Elec Utility | 57214 | Waverly Community Wind Project | CAN1 | Onshore Wind Turbine | 0.9 | 0.9 | Electric Utility
20214 | Waverly Municipal Elec Utility | 57214 | Waverly Community Wind Project | CAN2 | Onshore Wind Turbine | 0.9 | 0.9 | Electric Utility
20214 | Waverly Municipal Elec Utility | 57214 | Waverly Community Wind Project | SK4 | Onshore Wind Turbine | 0.9 | 0.9 | Electric Utility
20219 | City of Wayne | 2312 | Wayne IC | 1 | Petroleum Liquids | 1.3 | 0.8 | Electric Utility
20219 | City of Wayne | 2312 | Wayne IC | 2 | Petroleum Liquids | 1 | 0.9 | Electric Utility
20219 | City of Wayne | 2312 | Wayne IC | 3 | Petroleum Liquids | 1.9 | 1.8 | Electric Utility
20219 | City of Wayne | 2312 | Wayne IC | 4 | Petroleum Liquids | 2 | 1.9 | Electric Utility
20219 | City of Wayne | 2312 | Wayne IC | 5 | Petroleum Liquids | 3.5 | 3.5 | Electric Utility
20219 | City of Wayne | 2312 | Wayne IC | 6 | Petroleum Liquids | 5.1 | 5 | Electric Utility
20219 | City of Wayne | 2312 | Wayne IC | 7 | Petroleum Liquids | 3.5 | 3.3 | Electric Utility
20219 | City of Wayne | 2312 | Wayne IC | 8 | Petroleum Liquids | 3.5 | 3.3 | Electric Utility
20230 | Weatherford Mun Utility System | 3624 | Weatherford | 1 | Petroleum Liquids | 0.3 | 0.1 | Electric Utility
20230 | Weatherford Mun Utility System | 3624 | Weatherford | 2 | Petroleum Liquids | 0.3 | 0.1 | Electric Utility
20230 | Weatherford Mun Utility System | 3624 | Weatherford | 3 | Petroleum Liquids | 0.3 | 0.1 | Electric Utility
20230 | Weatherford Mun Utility System | 3624 | Weatherford | 4 | Petroleum Liquids | 0.8 | 0.6 | Electric Utility
20230 | Weatherford Mun Utility System | 3624 | Weatherford | 6 | Petroleum Liquids | 1.4 | 1.2 | Electric Utility
20230 | Weatherford Mun Utility System | 3624 | Weatherford | 7 | Petroleum Liquids | 1.3 | 1.1 | Electric Utility
20230 | Weatherford Mun Utility System | 3624 | Weatherford | 8 | Petroleum Liquids | 1.3 | 1.1 | Electric Utility
20238 | Watchtower Bible & Tract Soc-NY | 55619 | Watchtower Educational Center | GEN1 | Natural Gas Internal Combustion Engine | 0.7 | 0.7 | Commercial Non-CHP
20238 | Watchtower Bible & Tract Soc-NY | 55619 | Watchtower Educational Center | GEN2 | Petroleum Liquids | 0.7 | 0.7 | Commercial Non-CHP
20238 | Watchtower Bible & Tract Soc-NY | 55619 | Watchtower Educational Center | GEN3 | Natural Gas Internal Combustion Engine | 0.7 | 0.7 | Commercial Non-CHP
20255 | Weber Basin Water Conserv Dist | 3697 | Gateway | 1 | Conventional Hydroelectric | 2 | 2 | Electric Utility
20255 | Weber Basin Water Conserv Dist | 3697 | Gateway | 2 | Conventional Hydroelectric | 2 | 2 | Electric Utility
20255 | Weber Basin Water Conserv Dist | 3698 | Wanship | 1 | Conventional Hydroelectric | 1.9 | 1.9 | Electric Utility
20255 | Weber Basin Water Conserv Dist | 7548 | Causey | 1 | Conventional Hydroelectric | 1.5 | 1.5 | Electric Utility
20255 | Weber Basin Water Conserv Dist | 7548 | Causey | 2 | Conventional Hydroelectric | 0.6 | 0.6 | Electric Utility
20259 | City of Webster City - (IA) | 1198 | Webster City | 6 | Petroleum Liquids | 21.3 | 20.7 | Electric Utility
20315 | City of Wellington - (KS) | 1330 | Wellington 1 | 4 | Natural Gas Steam Turbine | 20 | 19.5 | Electric Utility
20315 | City of Wellington - (KS) | 1330 | Wellington 1 | 7 | Petroleum Liquids | 2 | 2 | Electric Utility
20315 | City of Wellington - (KS) | 1330 | Wellington 1 | 8 | Petroleum Liquids | 2 | 2 | Electric Utility
20315 | City of Wellington - (KS) | 7339 | Wellington 2 | 6 | Natural Gas Fired Combustion Turbine | 20 | 21 | Electric Utility
20323 | Wellhead Services Inc | 10156 | Fresno Cogen Partners | GEN2 | Natural Gas Fired Combined Cycle | 10 | 6 | IPP CHP
20323 | Wellhead Services Inc | 10156 | Fresno Cogen Partners | GEN3 | Natural Gas Fired Combined Cycle | 22.3 | 21.9 | IPP CHP
20323 | Wellhead Services Inc | 10156 | Fresno Cogen Partners | GEN4 | Natural Gas Fired Combined Cycle | 50.3 | 45 | IPP CHP
20323 | Wellhead Services Inc | 52186 | Yuba City Cogen Partners | GEN1 | Natural Gas Fired Combustion Turbine | 49 | 48.7 | IPP CHP
20323 | Wellhead Services Inc | 55538 | Escondido Energy Center | CTG1 | Natural Gas Fired Combustion Turbine | 49.9 | 45 | IPP Non-CHP
20323 | Wellhead Services Inc | 55540 | Chula Vista Energy Center | GEN1 | Natural Gas Fired Combustion Turbine | 44 | 33.6 | IPP Non-CHP
20323 | Wellhead Services Inc | 55600 | Binghamton Cogen | 1 | Natural Gas Fired Combustion Turbine | 47.7 | 42 | IPP CHP
20323 | Wellhead Services Inc | 55874 | Panoche Peaker | 8 | Natural Gas Fired Combustion Turbine | 49.9 | 40 | IPP Non-CHP
20323 | Wellhead Services Inc | 58122 | Delano Energy Center | GEN1 | Natural Gas Fired Combustion Turbine | 48.5 | 35 | IPP Non-CHP
20328 | Charter Dura-Bar Inc | 54540 | Charter Dura-Bar | 1A | Natural Gas Internal Combustion Engine | 1 | 0.9 | Industrial Non-CHP
20328 | Charter Dura-Bar Inc | 54540 | Charter Dura-Bar | 1B | Natural Gas Internal Combustion Engine | 1 | 0.9 | Industrial Non-CHP
20328 | Charter Dura-Bar Inc | 54540 | Charter Dura-Bar | 2A | Natural Gas Internal Combustion Engine | 1 | 0.9 | Industrial Non-CHP
20328 | Charter Dura-Bar Inc | 54540 | Charter Dura-Bar | 2B | Natural Gas Internal Combustion Engine | 1 | 0.9 | Industrial Non-CHP
20328 | Charter Dura-Bar Inc | 54540 | Charter Dura-Bar | 3A | Natural Gas Internal Combustion Engine | 1 | 0.9 | Industrial Non-CHP
20328 | Charter Dura-Bar Inc | 54540 | Charter Dura-Bar | 3B | Natural Gas Internal Combustion Engine | 1 | 0.9 | Industrial Non-CHP
20347 | Wellesley College | 54937 | Wellesley College Central Utility Plant | 1118 | Natural Gas Internal Combustion Engine | 1.3 | 1.2 | Commercial CHP
20347 | Wellesley College | 54937 | Wellesley College Central Utility Plant | 1119 | Natural Gas Internal Combustion Engine | 1.3 | 1.2 | Commercial CHP
20347 | Wellesley College | 54937 | Wellesley College Central Utility Plant | 1120 | Natural Gas Internal Combustion Engine | 1.3 | 1.2 | Commercial CHP
20347 | Wellesley College | 54937 | Wellesley College Central Utility Plant | 1121 | Natural Gas Internal Combustion Engine | 1.3 | 1.2 | Commercial CHP
20347 | Wellesley College | 54937 | Wellesley College Central Utility Plant | 8187 | Natural Gas Internal Combustion Engine | 1.9 | 1.9 | Commercial CHP
20364 | City of West Bend | 1199 | West Bend | 1 | Petroleum Liquids | 1.1 | 1 | Electric Utility
20364 | City of West Bend | 1199 | West Bend | 3 | Petroleum Liquids | 0.9 | 0.9 | Electric Utility
20364 | City of West Bend | 1199 | West Bend | 4 | Petroleum Liquids | 2.2 | 2 | Electric Utility
20364 | City of West Bend | 1199 | West Bend | 5 | Petroleum Liquids | 2.5 | 2.5 | Electric Utility
20380 | City of West Liberty - (IA) | 1200 | West Liberty | 2 | Petroleum Liquids | 2.5 | 2.1 | Electric Utility
20380 | City of West Liberty - (IA) | 1200 | West Liberty | 3 | Petroleum Liquids | 3 | 2.7 | Electric Utility
20380 | City of West Liberty - (IA) | 1200 | West Liberty | 5 | Petroleum Liquids | 5.5 | 5 | Electric Utility
20380 | City of West Liberty - (IA) | 1200 | West Liberty | 6 | Petroleum Liquids | 5.5 | 5 | Electric Utility
20392 | City of West Plains - (MO) | 59664 | City of West Plains Power Station | UNIT1 | Natural Gas Fired Combustion Turbine | 25.6 | 23.2 | Electric Utility
20392 | City of West Plains - (MO) | 59664 | City of West Plains Power Station | UNIT2 | Natural Gas Fired Combustion Turbine | 21.8 | 23.5 | Electric Utility
20397 | City of West Point - (NE) | 2313 | West Point Municipal | 2 | Natural Gas Internal Combustion Engine | 0.9 | 0.9 | Electric Utility
20397 | City of West Point - (NE) | 2313 | West Point Municipal | 3 | Natural Gas Internal Combustion Engine | 1.2 | 1.2 | Electric Utility
20397 | City of West Point - (NE) | 2313 | West Point Municipal | 4 | Natural Gas Internal Combustion Engine | 2.3 | 2.3 | Electric Utility
20397 | City of West Point - (NE) | 2313 | West Point Municipal | 5 | Natural Gas Internal Combustion Engine | 4.1 | 4.1 | Electric Utility
20421 | Western Minnesota Mun Pwr Agny | 56013 | Exira | U1 | Natural Gas Fired Combustion Turbine | 60.5 | 46.5 | Electric Utility
20421 | Western Minnesota Mun Pwr Agny | 56013 | Exira | U2 | Natural Gas Fired Combustion Turbine | 60.5 | 46.5 | Electric Utility
20421 | Western Minnesota Mun Pwr Agny | 56013 | Exira | U3 | Natural Gas Fired Combustion Turbine | 60.5 | 46.5 | Electric Utility
20424 | West Texas Wind Energy Partners LLC | 55367 | West Texas Wind Energy LLC | 01 | Onshore Wind Turbine | 75 | 75 | IPP Non-CHP
20430 | City of Westbrook | 2021 | Westbrook | 5 | Petroleum Liquids | 2.3 | 2.1 | Electric Utility
20447 | Western Farmers Elec Coop, Inc | 3006 | Anadarko Plant | 1 | Natural Gas Steam Turbine | 17.3 | 12 | Electric Utility
20447 | Western Farmers Elec Coop, Inc | 3006 | Anadarko Plant | 10 | Natural Gas Fired Combustion Turbine | 45 | 45 | Electric Utility
20447 | Western Farmers Elec Coop, Inc | 3006 | Anadarko Plant | 11 | Natural Gas Fired Combustion Turbine | 45 | 45 | Electric Utility
20447 | Western Farmers Elec Coop, Inc | 3006 | Anadarko Plant | 2 | Natural Gas Steam Turbine | 17.3 | 12 | Electric Utility
20447 | Western Farmers Elec Coop, Inc | 3006 | Anadarko Plant | 3 | Natural Gas Steam Turbine | 50 | 44 | Electric Utility
20447 | Western Farmers Elec Coop, Inc | 3006 | Anadarko Plant | 4 | Natural Gas Fired Combined Cycle | 105.1 | 94 | Electric Utility
20447 | Western Farmers Elec Coop, Inc | 3006 | Anadarko Plant | 5 | Natural Gas Fired Combined Cycle | 105.1 | 94 | Electric Utility
20447 | Western Farmers Elec Coop, Inc | 3006 | Anadarko Plant | 6 | Natural Gas Fired Combined Cycle | 105.1 | 94 | Electric Utility
20447 | Western Farmers Elec Coop, Inc | 3006 | Anadarko Plant | 9 | Natural Gas Fired Combustion Turbine | 45 | 45 | Electric Utility
20447 | Western Farmers Elec Coop, Inc | 3008 | Mooreland | 1 | Natural Gas Steam Turbine | 45 | 50 | Electric Utility
20447 | Western Farmers Elec Coop, Inc | 3008 | Mooreland | 2 | Natural Gas Steam Turbine | 125 | 132 | Electric Utility
20447 | Western Farmers Elec Coop, Inc | 3008 | Mooreland | 3 | Natural Gas Steam Turbine | 135 | 140 | Electric Utility
20447 | Western Farmers Elec Coop, Inc | 6772 | Hugo | 1 | Conventional Steam Coal | 446 | 440 | Electric Utility
20447 | Western Farmers Elec Coop, Inc | 55655 | WFEC GenCo LLC | GEN1 | Natural Gas Fired Combustion Turbine | 45 | 45 | Electric Utility
20447 | Western Farmers Elec Coop, Inc | 55655 | WFEC GenCo LLC | GEN2 | Natural Gas Fired Combustion Turbine | 45 | 45 | Electric Utility
20447 | Western Farmers Elec Coop, Inc | 57872 | LCEC Generation LLVC | UNIT1 | Natural Gas Internal Combustion Engine | 9.3 | 8.7 | Electric Utility
20447 | Western Farmers Elec Coop, Inc | 57872 | LCEC Generation LLVC | UNIT2 | Natural Gas Internal Combustion Engine | 9.3 | 8.7 | Electric Utility
20447 | Western Farmers Elec Coop, Inc | 57872 | LCEC Generation LLVC | UNIT3 | Natural Gas Internal Combustion Engine | 9.3 | 8.7 | Electric Utility
20447 | Western Farmers Elec Coop, Inc | 57872 | LCEC Generation LLVC | UNIT4 | Natural Gas Internal Combustion Engine | 9.3 | 8.7 | Electric Utility
20447 | Western Farmers Elec Coop, Inc | 57872 | LCEC Generation LLVC | UNIT5 | Natural Gas Internal Combustion Engine | 9.3 | 8.7 | Electric Utility
20492 | Weyerhaeuser Co | 50184 | Weyerhaeuser Columbus MS | TG1 | Wood/Wood Waste Biomass | 64 | 64 | Industrial CHP
20492 | Weyerhaeuser Co | 50184 | Weyerhaeuser Columbus MS | TG2 | Wood/Wood Waste Biomass | 46 | 46 | Industrial CHP
20492 | Weyerhaeuser Co | 50184 | Weyerhaeuser Columbus MS | TG3 | Wood/Wood Waste Biomass | 14.6 | 14.6 | Industrial CHP
20492 | Weyerhaeuser Co | 50184 | Weyerhaeuser Columbus MS | TG4 | Wood/Wood Waste Biomass | 4 | 4 | Industrial CHP
20505 | Weyerhaeuser NR Port Wentworth | 50804 | Port Wentworth Mill | GEN4 | Wood/Wood Waste Biomass | 47.3 | 17 | Industrial CHP
20505 | Weyerhaeuser NR Port Wentworth | 50804 | Port Wentworth Mill | GEN5 | Wood/Wood Waste Biomass | 25 | 22 | Industrial CHP
20508 | MeadWestvaco Corp | 50900 | Covington Facility | GEN3 | Conventional Steam Coal | 10.5 | 10.5 | Industrial CHP
20508 | MeadWestvaco Corp | 50900 | Covington Facility | GEN4 | Wood/Wood Waste Biomass | 34 | 32.5 | Industrial CHP
20508 | MeadWestvaco Corp | 50900 | Covington Facility | GEN5 | Conventional Steam Coal | 34 | 32.5 | Industrial CHP
20508 | MeadWestvaco Corp | 50900 | Covington Facility | GEN7 | Wood/Wood Waste Biomass | 82.4 | 81 | Industrial CHP
20511 | Weyerhaeuser Co NR, New Bern CF | 50188 | Weyerhaeuser New Bern NC | TG2 | Wood/Wood Waste Biomass | 38.1 | 29 | Industrial CHP
20523 | Westward Seafoods Inc | 54305 | Westward Seafoods | 2 | Petroleum Liquids | 2.2 | 2.2 | Industrial CHP
20523 | Westward Seafoods Inc | 54305 | Westward Seafoods | 3 | Petroleum Liquids | 2.2 | 2.2 | Industrial CHP
20523 | Westward Seafoods Inc | 54305 | Westward Seafoods | 4 | Petroleum Liquids | 2.2 | 2.2 | Industrial CHP
20541 | Wheelabrator Environmental Systems | 10503 | Wheelabrator Hudson Falls | GEN1 | Municipal Solid Waste | 14.4 | 11.5 | IPP Non-CHP
20541 | Wheelabrator Environmental Systems | 10629 | Wheelabrator Baltimore Refuse | GEN1 | Municipal Solid Waste | 60.2 | 57 | IPP CHP
20541 | Wheelabrator Environmental Systems | 10629 | Wheelabrator Baltimore Refuse | GEN2 | Municipal Solid Waste | 4.3 | 4.3 | IPP CHP
20541 | Wheelabrator Environmental Systems | 50872 | Wheelabrator Claremont Facility | GEN1 | Municipal Solid Waste | 4.5 | 4.5 | IPP Non-CHP
20541 | Wheelabrator Environmental Systems | 50873 | Wheelabrator Concord Facility | GEN1 | Municipal Solid Waste | 14 | 12 | IPP Non-CHP
20541 | Wheelabrator Environmental Systems | 50875 | McKay Bay Facility | GEN1 | Municipal Solid Waste | 22.1 | 18 | IPP Non-CHP
20541 | Wheelabrator Environmental Systems | 50876 | Wheelabrator Norwalk Energy | GEN1 | Natural Gas Fired Combined Cycle | 23 | 23.6 | IPP CHP
20541 | Wheelabrator Environmental Systems | 50876 | Wheelabrator Norwalk Energy | GEN2 | Natural Gas Fired Combined Cycle | 7.7 | 3.7 | IPP CHP
20541 | Wheelabrator Environmental Systems | 50877 | Wheelabrator North Andover | GEN1 | Municipal Solid Waste | 40.3 | 30 | IPP Non-CHP
20541 | Wheelabrator Environmental Systems | 50878 | Wheelabrator Millbury Facility | GEN1 | Municipal Solid Waste | 47.6 | 40 | IPP Non-CHP
20541 | Wheelabrator Environmental Systems | 50879 | Wheelabrator Frackville Energy | GEN1 | Conventional Steam Coal | 48 | 42.5 | IPP CHP
20541 | Wheelabrator Environmental Systems | 50880 | Wheelabrator Saugus | GEN1 | Municipal Solid Waste | 53.7 | 32 | IPP Non-CHP
20541 | Wheelabrator Environmental Systems | 50881 | Wheelabrator Shasta | GEN1 | Wood/Wood Waste Biomass | 18.3 | 18.8 | IPP Non-CHP
20541 | Wheelabrator Environmental Systems | 50881 | Wheelabrator Shasta | GEN2 | Wood/Wood Waste Biomass | 18.3 | 18.8 | IPP Non-CHP
20541 | Wheelabrator Environmental Systems | 50881 | Wheelabrator Shasta | GEN3 | Wood/Wood Waste Biomass | 18.3 | 18.8 | IPP Non-CHP
20541 | Wheelabrator Environmental Systems | 50882 | Wheelabrator Westchester | GEN1 | Municipal Solid Waste | 59.7 | 51 | IPP Non-CHP
20541 | Wheelabrator Environmental Systems | 50883 | Wheelabrator Bridgeport | GEN1 | Municipal Solid Waste | 67 | 58 | IPP Non-CHP
20541 | Wheelabrator Environmental Systems | 50885 | Wheelabrator Gloucester LP | GEN1 | Municipal Solid Waste | 14 | 12 | IPP Non-CHP
20541 | Wheelabrator Environmental Systems | 50887 | Wheelabrator South Broward | GEN1 | Municipal Solid Waste | 66 | 54 | IPP Non-CHP
20541 | Wheelabrator Environmental Systems | 54529 | Wheelabrator Ridge Energy | 0001 | Wood/Wood Waste Biomass | 45.5 | 47.1 | IPP Non-CHP
20541 | Wheelabrator Environmental Systems | 54746 | Wheelabrator Falls | WFI1 | Municipal Solid Waste | 53.3 | 46 | IPP Non-CHP
20541 | Wheelabrator Environmental Systems | 54758 | Wheelabrator Lisbon | GEN1 | Municipal Solid Waste | 14.6 | 14 | IPP Non-CHP
20541 | Wheelabrator Environmental Systems | 54998 | Wheelabrator Portsmouth | 1410 | Municipal Solid Waste | 20 | 15.5 | Commercial CHP
20541 | Wheelabrator Environmental Systems | 54998 | Wheelabrator Portsmouth | 1420 | Municipal Solid Waste | 20 | 15.5 | Commercial CHP
20541 | Wheelabrator Environmental Systems | 54998 | Wheelabrator Portsmouth | 1430 | Municipal Solid Waste | 20 | 15.5 | Commercial CHP
20542 | Weyerhaeuser Co | 50465 | Flint River Operations | GEN1 | Wood/Wood Waste Biomass | 42 | 42 | Industrial CHP
20547 | Cosmo Specialty Fibers | 50185 | Cosmo Specialty Fibers Plant | TG1 | Wood/Wood Waste Biomass | 7.5 | 8.5 | Industrial CHP
20547 | Cosmo Specialty Fibers | 50185 | Cosmo Specialty Fibers Plant | TG2 | Wood/Wood Waste Biomass | 7.5 | 8.5 | Industrial CHP
20548 | Weyerhaeuser Co | 50187 | Weyerhaeuser Longview WA | TG1 | Wood/Wood Waste Biomass | 5 | 4.7 | Industrial CHP
20548 | Weyerhaeuser Co | 50187 | Weyerhaeuser Longview WA | TG2 | Wood/Wood Waste Biomass | 5 | 4.7 | Industrial CHP
20548 | Weyerhaeuser Co | 50187 | Weyerhaeuser Longview WA | TG4 | Wood/Wood Waste Biomass | 18 | 18 | Industrial CHP
20548 | Weyerhaeuser Co | 50187 | Weyerhaeuser Longview WA | TG5 | Wood/Wood Waste Biomass | 31.4 | 29.2 | Industrial CHP
20558 | White Springs Agrici Chem Inc | 50474 | Swift Creek Chemical Complex | SCC | All Other | 21 | 15.9 | Industrial CHP
20604 | City of Whittemore - (IA) | 1201 | Whittemore | 4 | Petroleum Liquids | 1.1 | 1.1 | Electric Utility
20632 | City of Wilber | 2315 | Wilber | 4 | Petroleum Liquids | 1.1 | 0.9 | Electric Utility
20632 | City of Wilber | 2315 | Wilber | 5 | Petroleum Liquids | 0.9 | 0.6 | Electric Utility
20632 | City of Wilber | 2315 | Wilber | 6 | Petroleum Liquids | 1.6 | 1.6 | Electric Utility
20680 | William Beaumont Hospital | 50937 | William Beaumont Hospital | GENA | Petroleum Liquids | 1.9 | 1.9 | Commercial Non-CHP
20680 | William Beaumont Hospital | 50937 | William Beaumont Hospital | GENB | Petroleum Liquids | 1.9 | 1.9 | Commercial Non-CHP
20707 | Wintec Energy Ltd | 50276 | Wintec Energy Ltd | EXIS | Onshore Wind Turbine | 5.9 | 5.9 | IPP Non-CHP
20712 | Snowbird Corporation | 10215 | Snowbird Power Plant | 1367 | Natural Gas Internal Combustion Engine | 0.6 | 0.6 | Commercial CHP
20712 | Snowbird Corporation | 10215 | Snowbird Power Plant | 1391 | Natural Gas Internal Combustion Engine | 0.6 | 0.6 | Commercial CHP
20712 | Snowbird Corporation | 10215 | Snowbird Power Plant | 1392 | Natural Gas Internal Combustion Engine | 0.6 | 0.6 | Commercial CHP
20737 | Willmar Municipal Utilities | 2022 | Willmar | 3 | Conventional Steam Coal | 18 | 15.9 | Electric Utility
20737 | Willmar Municipal Utilities | 2022 | Willmar | ST2 | Natural Gas Steam Turbine | 8 | 6.5 | Electric Utility
20737 | Willmar Municipal Utilities | 2022 | Willmar | WTG3 | Onshore Wind Turbine | 2 | 2 | Electric Utility
20737 | Willmar Municipal Utilities | 2022 | Willmar | WTG4 | Onshore Wind Turbine | 2 | 2 | Electric Utility
20737 | Willmar Municipal Utilities | 57034 | Willmar Municipal East Substation | E04 | Petroleum Liquids | 2 | 2 | Electric Utility
20737 | Willmar Municipal Utilities | 57034 | Willmar Municipal East Substation | E05 | Petroleum Liquids | 2 | 2 | Electric Utility
20737 | Willmar Municipal Utilities | 57034 | Willmar Municipal East Substation | E06 | Petroleum Liquids | 2 | 2 | Electric Utility
20737 | Willmar Municipal Utilities | 57035 | Willmar Municipal SW Substation | SW01 | Petroleum Liquids | 2 | 2 | Electric Utility
20737 | Willmar Municipal Utilities | 57035 | Willmar Municipal SW Substation | SW02 | Petroleum Liquids | 2 | 2 | Electric Utility
20737 | Willmar Municipal Utilities | 57035 | Willmar Municipal SW Substation | SW03 | Petroleum Liquids | 2 | 2 | Electric Utility
20789 | City of Wilton | 1202 | Wilton | 5 | Petroleum Liquids | 1.6 | 1.6 | Electric Utility
20789 | City of Wilton | 1202 | Wilton | 6 | Petroleum Liquids | 1.6 | 1.6 | Electric Utility
20789 | City of Wilton | 1202 | Wilton | 7 | Petroleum Liquids | 1.6 | 1.6 | Electric Utility
20789 | City of Wilton | 1202 | Wilton | 8 | Petroleum Liquids | 2.2 | 2.2 | Electric Utility
20789 | City of Wilton | 1202 | Wilton | 9 | Petroleum Liquids | 2.2 | 2.2 | Electric Utility
20791 | Windland Inc | 50386 | Windland | WING | Onshore Wind Turbine | 16 | 15.5 | IPP Non-CHP
20806 | City of Windom | 2023 | Windom | CAT2 | Petroleum Liquids | 1.8 | 1.7 | Electric Utility
20806 | City of Windom | 2023 | Windom | CAT3 | Petroleum Liquids | 1.8 | 1.7 | Electric Utility
20806 | City of Windom | 2023 | Windom | CAT4 | Petroleum Liquids | 1.8 | 1.7 | Electric Utility
20806 | City of Windom | 2023 | Windom | GT1 | Petroleum Liquids | 3 | 2.5 | Electric Utility
20813 | City of Winfield - (KS) | 1332 | West 14th Street | GT1 | Natural Gas Fired Combustion Turbine | 11 | 11.1 | Electric Utility
20813 | City of Winfield - (KS) | 7013 | East 12th Street | 4 | Natural Gas Steam Turbine | 26.5 | 25.8 | Electric Utility
20813 | City of Winfield - (KS) | 7013 | East 12th Street | 5 | Petroleum Liquids | 1.6 | 1.6 | Electric Utility
20813 | City of Winfield - (KS) | 56022 | Waste Water Plant Generator | 1 | Petroleum Liquids | 1.6 | 1.6 | Electric Utility
20824 | Village of Winnetka - (IL) | 972 | Winnetka | 4 | Natural Gas Steam Turbine | 9.4 | 9.4 | Electric Utility
20824 | Village of Winnetka - (IL) | 972 | Winnetka | 6 | Natural Gas Steam Turbine | 6.3 | 6.3 | Electric Utility
20824 | Village of Winnetka - (IL) | 972 | Winnetka | 7 | Natural Gas Steam Turbine | 12.5 | 12.5 | Electric Utility
20824 | Village of Winnetka - (IL) | 972 | Winnetka | 8 | Petroleum Liquids | 2.6 | 2.6 | Electric Utility
20824 | Village of Winnetka - (IL) | 972 | Winnetka | 9 | Petroleum Liquids | 2.6 | 2.6 | Electric Utility
20835 | City of Winterset - (IA) | 1203 | Winterset | 2 | Petroleum Liquids | 1.5 | 1.5 | Electric Utility
20835 | City of Winterset - (IA) | 1203 | Winterset | 3 | Petroleum Liquids | 1.7 | 1.7 | Electric Utility
20835 | City of Winterset - (IA) | 1203 | Winterset | 4 | Petroleum Liquids | 4.4 | 4.4 | Electric Utility
20835 | City of Winterset - (IA) | 1203 | Winterset | 5 | Petroleum Liquids | 2 | 2 | Electric Utility
20835 | City of Winterset - (IA) | 1203 | Winterset | 6 | Petroleum Liquids | 2 | 2 | Electric Utility
20835 | City of Winterset - (IA) | 1203 | Winterset | 7 | Petroleum Liquids | 2 | 2 | Electric Utility
20838 | Win-Sam Inc | 54606 | University of Texas at San Antonio | GEN1 | Natural Gas Internal Combustion Engine | 3.4 | 3.3 | Commercial CHP
20847 | Wisconsin Electric Power Co | 1769 | Presque Isle | 5 | Conventional Steam Coal | 90 | 55 | Electric Utility
20847 | Wisconsin Electric Power Co | 1769 | Presque Isle | 6 | Conventional Steam Coal | 90 | 55 | Electric Utility
20847 | Wisconsin Electric Power Co | 1769 | Presque Isle | 7 | Conventional Steam Coal | 90 | 78 | Electric Utility
20847 | Wisconsin Electric Power Co | 1769 | Presque Isle | 8 | Conventional Steam Coal | 90 | 78 | Electric Utility
20847 | Wisconsin Electric Power Co | 1769 | Presque Isle | 9 | Conventional Steam Coal | 90 | 78 | Electric Utility
20847 | Wisconsin Electric Power Co | 1775 | Brule | 1 | Conventional Hydroelectric | 1.3 | 1.3 | Electric Utility
20847 | Wisconsin Electric Power Co | 1775 | Brule | 2 | Conventional Hydroelectric | 2 | 2 | Electric Utility
20847 | Wisconsin Electric Power Co | 1775 | Brule | 3 | Conventional Hydroelectric | 2 | 2 | Electric Utility
20847 | Wisconsin Electric Power Co | 1776 | Chalk Hill | 1 | Conventional Hydroelectric | 2.6 | 2.6 | Electric Utility
20847 | Wisconsin Electric Power Co | 1776 | Chalk Hill | 2 | Conventional Hydroelectric | 2.6 | 2.6 | Electric Utility
20847 | Wisconsin Electric Power Co | 1776 | Chalk Hill | 3 | Conventional Hydroelectric | 2.6 | 2.6 | Electric Utility
20847 | Wisconsin Electric Power Co | 1777 | Hemlock Falls | 1 | Conventional Hydroelectric | 2.8 | 2.8 | Electric Utility
20847 | Wisconsin Electric Power Co | 1778 | Kingsford | 1 | Conventional Hydroelectric | 2.4 | 2.4 | Electric Utility
20847 | Wisconsin Electric Power Co | 1778 | Kingsford | 2 | Conventional Hydroelectric | 2.4 | 2.4 | Electric Utility
20847 | Wisconsin Electric Power Co | 1778 | Kingsford | 3 | Conventional Hydroelectric | 2.4 | 2.4 | Electric Utility
20847 | Wisconsin Electric Power Co | 1780 | Michigamme Falls | 1 | Conventional Hydroelectric | 4.8 | 4.8 | Electric Utility
20847 | Wisconsin Electric Power Co | 1780 | Michigamme Falls | 2 | Conventional Hydroelectric | 4.8 | 4.8 | Electric Utility
20847 | Wisconsin Electric Power Co | 1781 | Peavy Falls | 1 | Conventional Hydroelectric | 6 | 6 | Electric Utility
20847 | Wisconsin Electric Power Co | 1781 | Peavy Falls | 2 | Conventional Hydroelectric | 6 | 6 | Electric Utility
20847 | Wisconsin Electric Power Co | 1784 | Twin Falls (MI) | 1 | Conventional Hydroelectric | 1.3 | 1.3 | Electric Utility
20847 | Wisconsin Electric Power Co | 1784 | Twin Falls (MI) | 2 | Conventional Hydroelectric | 1.3 | 1.3 | Electric Utility
20847 | Wisconsin Electric Power Co | 1784 | Twin Falls (MI) | 3 | Conventional Hydroelectric | 1.3 | 1.3 | Electric Utility
20847 | Wisconsin Electric Power Co | 1784 | Twin Falls (MI) | 4 | Conventional Hydroelectric | 1.2 | 1.2 | Electric Utility
20847 | Wisconsin Electric Power Co | 1784 | Twin Falls (MI) | 5 | Conventional Hydroelectric | 1.2 | 1.2 | Electric Utility
20847 | Wisconsin Electric Power Co | 1785 | Way Dam | 1 | Conventional Hydroelectric | 1.8 | 1.8 | Electric Utility
20847 | Wisconsin Electric Power Co | 1786 | White Rapids | 1 | Conventional Hydroelectric | 2.6 | 2.6 | Electric Utility
20847 | Wisconsin Electric Power Co | 1786 | White Rapids | 2 | Conventional Hydroelectric | 2 | 2 | Electric Utility
20847 | Wisconsin Electric Power Co | 1786 | White Rapids | 3 | Conventional Hydroelectric | 2.6 | 2.6 | Electric Utility
20847 | Wisconsin Electric Power Co | 4040 | Port Washington Generating Station | 1CT1 | Natural Gas Fired Combined Cycle | 167.9 | 165.8 | Electric Utility
20847 | Wisconsin Electric Power Co | 4040 | Port Washington Generating Station | 1CT2 | Natural Gas Fired Combined Cycle | 167.9 | 165.8 | Electric Utility
20847 | Wisconsin Electric Power Co | 4040 | Port Washington Generating Station | 2CT1 | Natural Gas Fired Combined Cycle | 167.9 | 165.8 | Electric Utility
20847 | Wisconsin Electric Power Co | 4040 | Port Washington Generating Station | 2CT2 | Natural Gas Fired Combined Cycle | 167.9 | 165.8 | Electric Utility
20847 | Wisconsin Electric Power Co | 4040 | Port Washington Generating Station | ST1 | Natural Gas Fired Combined Cycle | 268.6 | 209.2 | Electric Utility
20847 | Wisconsin Electric Power Co | 4040 | Port Washington Generating Station | ST2 | Natural Gas Fired Combined Cycle | 268.6 | 209.2 | Electric Utility
20847 | Wisconsin Electric Power Co | 4041 | South Oak Creek | 5 | Conventional Steam Coal | 299.2 | 220 | Electric Utility
20847 | Wisconsin Electric Power Co | 4041 | South Oak Creek | 6 | Conventional Steam Coal | 299.2 | 223 | Electric Utility
20847 | Wisconsin Electric Power Co | 4041 | South Oak Creek | 7 | Conventional Steam Coal | 317.6 | 275 | Electric Utility
20847 | Wisconsin Electric Power Co | 4041 | South Oak Creek | 8 | Conventional Steam Coal | 324 | 275 | Electric Utility
20847 | Wisconsin Electric Power Co | 4042 | Valley (WI) | 1 | Conventional Steam Coal | 136 | 118 | Electric Utility
20847 | Wisconsin Electric Power Co | 4042 | Valley (WI) | 2 | Conventional Steam Coal | 136 | 118 | Electric Utility
20847 | Wisconsin Electric Power Co | 4042 | Valley (WI) | 3 | Petroleum Liquids | 2.7 | 2.7 | Electric Utility
20847 | Wisconsin Electric Power Co | 4043 | Appleton | 4 | Conventional Hydroelectric | 1.2 | 1.2 | Electric Utility
20847 | Wisconsin Electric Power Co | 4043 | Appleton | 5 | Conventional Hydroelectric | 0.5 | 0.5 | Electric Utility
20847 | Wisconsin Electric Power Co | 4043 | Appleton | 6 | Conventional Hydroelectric | 0.5 | 0.5 | Electric Utility
20847 | Wisconsin Electric Power Co | 4045 | Pine | 1 | Conventional Hydroelectric | 1.8 | 1.8 | Electric Utility
20847 | Wisconsin Electric Power Co | 4045 | Pine | 2 | Conventional Hydroelectric | 1.8 | 1.8 | Electric Utility
20847 | Wisconsin Electric Power Co | 6170 | Pleasant Prairie | 1 | Conventional Steam Coal | 616.6 | 594 | Electric Utility
20847 | Wisconsin Electric Power Co | 6170 | Pleasant Prairie | 2 | Conventional Steam Coal | 616.6 | 594 | Electric Utility
20847 | Wisconsin Electric Power Co | 6170 | Pleasant Prairie | 3 | Petroleum Liquids | 2 | 2 | Electric Utility
20847 | Wisconsin Electric Power Co | 6253 | Germantown | 1 | Petroleum Liquids | 61.2 | 45 | Electric Utility
20847 | Wisconsin Electric Power Co | 6253 | Germantown | 2 | Petroleum Liquids | 61.2 | 45 | Electric Utility
20847 | Wisconsin Electric Power Co | 6253 | Germantown | 3 | Petroleum Liquids | 61.2 | 45 | Electric Utility
20847 | Wisconsin Electric Power Co | 6253 | Germantown | 4 | Petroleum Liquids | 61.2 | 45 | Electric Utility
20847 | Wisconsin Electric Power Co | 6253 | Germantown | 5 | Natural Gas Fired Combustion Turbine | 90.9 | 78 | Electric Utility
20847 | Wisconsin Electric Power Co | 7159 | Concord | 1 | Natural Gas Fired Combustion Turbine | 95.4 | 88 | Electric Utility
20847 | Wisconsin Electric Power Co | 7159 | Concord | 2 | Natural Gas Fired Combustion Turbine | 95.4 | 88 | Electric Utility
20847 | Wisconsin Electric Power Co | 7159 | Concord | 3 | Natural Gas Fired Combustion Turbine | 95.4 | 88 | Electric Utility
20847 | Wisconsin Electric Power Co | 7159 | Concord | 4 | Natural Gas Fired Combustion Turbine | 95.4 | 88 | Electric Utility
20847 | Wisconsin Electric Power Co | 7270 | Paris (WI) | 1 | Natural Gas Fired Combustion Turbine | 95.4 | 88 | Electric Utility
20847 | Wisconsin Electric Power Co | 7270 | Paris (WI) | 2 | Natural Gas Fired Combustion Turbine | 95.4 | 88 | Electric Utility
20847 | Wisconsin Electric Power Co | 7270 | Paris (WI) | 3 | Natural Gas Fired Combustion Turbine | 95.4 | 88 | Electric Utility
20847 | Wisconsin Electric Power Co | 7270 | Paris (WI) | 4 | Natural Gas Fired Combustion Turbine | 95.4 | 88 | Electric Utility
20847 | Wisconsin Electric Power Co | 7549 | Milwaukee County | 1 | Conventional Steam Coal | 11 | 7 | Electric Utility
20847 | Wisconsin Electric Power Co | 7820 | Big Quinnesec 92 | 1 | Conventional Hydroelectric | 8 | 8 | Electric Utility
20847 | Wisconsin Electric Power Co | 7820 | Big Quinnesec 92 | 2 | Conventional Hydroelectric | 8 | 8 | Electric Utility
20847 | Wisconsin Electric Power Co | 7821 | Big Quinnesec 61 | 4 | Conventional Hydroelectric | 2.2 | 2.2 | Electric Utility
20847 | Wisconsin Electric Power Co | 7821 | Big Quinnesec 61 | 5 | Conventional Hydroelectric | 2.2 | 2.2 | Electric Utility
20847 | Wisconsin Electric Power Co | 7901 | Byron | 1 | Onshore Wind Turbine | 0.7 | 0.1 | Electric Utility
20847 | Wisconsin Electric Power Co | 7901 | Byron | 2 | Onshore Wind Turbine | 0.7 | 0.1 | Electric Utility
20847 | Wisconsin Electric Power Co | 55742 | Montfort Wind Energy Center | ER15 | Onshore Wind Turbine | 30 | 2 | Electric Utility
20847 | Wisconsin Electric Power Co | 56068 | Elm Road Generating Station | 1 | Conventional Steam Coal | 701.3 | 634 | Electric Utility
20847 | Wisconsin Electric Power Co | 56068 | Elm Road Generating Station | 2 | Conventional Steam Coal | 701.3 | 634 | Electric Utility
20847 | Wisconsin Electric Power Co | 56391 | Blue Sky Green Field Wind Project | 1 | Onshore Wind Turbine | 145.2 | 21 | Electric Utility
20847 | Wisconsin Electric Power Co | 57199 | Glacier Hills | 1 | Onshore Wind Turbine | 162 | 28 | Electric Utility
20847 | Wisconsin Electric Power Co | 58124 | Rothschild Biomass Cogen Facility | 1 | Wood/Wood Waste Biomass | 57.5 | 50 | Electric Utility
20848 | City of Blue Hill - (NE) | 7481 | City Light & Water | 1 | Petroleum Liquids | 0.9 | 0.9 | Electric Utility
20848 | City of Blue Hill - (NE) | 7481 | City Light & Water | 2 | Petroleum Liquids | 0.4 | 0.4 | Electric Utility
20854 | Winnebago County | 50936 | Winnebago County Landfill Gas | EG1 | Landfill Gas | 0.9 | 0.9 | IPP CHP
20854 | Winnebago County | 50936 | Winnebago County Landfill Gas | EG2 | Landfill Gas | 0.9 | 0.9 | IPP CHP
20854 | Winnebago County | 50936 | Winnebago County Landfill Gas | EG3 | Landfill Gas | 0.9 | 0.9 | IPP CHP
20854 | Winnebago County | 50936 | Winnebago County Landfill Gas | EG4 | Landfill Gas | 1 | 1 | IPP CHP
20854 | Winnebago County | 50936 | Winnebago County Landfill Gas | EG5 | Landfill Gas | 1.4 | 1.4 | IPP CHP
20856 | Wisconsin Power & Light Co | 4050 | Edgewater | 3 | Conventional Steam Coal | 69 | 47.2 | Electric Utility
20856 | Wisconsin Power & Light Co | 4050 | Edgewater | 4 | Conventional Steam Coal | 351 | 294.9 | Electric Utility
20856 | Wisconsin Power & Light Co | 4050 | Edgewater | 5 | Conventional Steam Coal | 413.7 | 399.8 | Electric Utility
20856 | Wisconsin Power & Light Co | 4053 | Kilbourn | 2 | Conventional Hydroelectric | 2.5 | 9.5 | Electric Utility
20856 | Wisconsin Power & Light Co | 4053 | Kilbourn | HC1 | Conventional Hydroelectric | 2.2 |  | Electric Utility
20856 | Wisconsin Power & Light Co | 4053 | Kilbourn | HC5 | Conventional Hydroelectric | 2.5 |  | Electric Utility
20856 | Wisconsin Power & Light Co | 4053 | Kilbourn | HC6 | Conventional Hydroelectric | 2.5 |  | Electric Utility
20856 | Wisconsin Power & Light Co | 4054 | Nelson Dewey Generating Station | 1 | Conventional Steam Coal | 113.6 | 103.9 | Electric Utility
20856 | Wisconsin Power & Light Co | 4054 | Nelson Dewey Generating Station | 2 | Conventional Steam Coal | 113.6 | 105.2 | Electric Utility
20856 | Wisconsin Power & Light Co | 4056 | Prairie Du Sac | 1 | Conventional Hydroelectric | 3.5 | 29 | Electric Utility
20856 | Wisconsin Power & Light Co | 4056 | Prairie Du Sac | 2 | Conventional Hydroelectric | 4.3 |  | Electric Utility
20856 | Wisconsin Power & Light Co | 4056 | Prairie Du Sac | 3 | Conventional Hydroelectric | 4.8 |  | Electric Utility
20856 | Wisconsin Power & Light Co | 4056 | Prairie Du Sac | 4 | Conventional Hydroelectric | 4.8 |  | Electric Utility
20856 | Wisconsin Power & Light Co | 4056 | Prairie Du Sac | 5 | Conventional Hydroelectric | 3.5 |  | Electric Utility
20856 | Wisconsin Power & Light Co | 4056 | Prairie Du Sac | 6 | Conventional Hydroelectric | 3.5 |  | Electric Utility
20856 | Wisconsin Power & Light Co | 4056 | Prairie Du Sac | 7 | Conventional Hydroelectric | 3.5 |  | Electric Utility
20856 | Wisconsin Power & Light Co | 4056 | Prairie Du Sac | 8 | Conventional Hydroelectric | 3.5 |  | Electric Utility
20856 | Wisconsin Power & Light Co | 4057 | Rock River | 3 | Natural Gas Fired Combustion Turbine | 37.5 | 24 | Electric Utility
20856 | Wisconsin Power & Light Co | 4057 | Rock River | 4 | Natural Gas Fired Combustion Turbine | 18 | 14.2 | Electric Utility
20856 | Wisconsin Power & Light Co | 4057 | Rock River | 5 | Natural Gas Fired Combustion Turbine | 56.7 | 41.5 | Electric Utility
20856 | Wisconsin Power & Light Co | 4057 | Rock River | 6 | Natural Gas Fired Combustion Turbine | 56.7 | 43.4 | Electric Utility
20856 | Wisconsin Power & Light Co | 4059 | Sheepskin | 1 | Natural Gas Fired Combustion Turbine | 41.7 | 28.4 | Electric Utility
20856 | Wisconsin Power & Light Co | 7203 | South Fond Du Lac | CT1 | Natural Gas Fired Combustion Turbine | 95.4 | 75.7 | Electric Utility
20856 | Wisconsin Power & Light Co | 7203 | South Fond Du Lac | CT2 | Natural Gas Fired Combustion Turbine | 95.4 | 75.1 | Electric Utility
20856 | Wisconsin Power & Light Co | 7203 | South Fond Du Lac | CT3 | Natural Gas Fired Combustion Turbine | 95.4 | 77.6 | Electric Utility
20856 | Wisconsin Power & Light Co | 7203 | South Fond Du Lac | CT4 | Natural Gas Fired Combustion Turbine | 95.4 | 76.9 | Electric Utility
20856 | Wisconsin Power & Light Co | 8023 | Columbia (WI) | 1 | Conventional Steam Coal | 556 | 563 | Electric Utility
20856 | Wisconsin Power & Light Co | 8023 | Columbia (WI) | 2 | Conventional Steam Coal | 556 | 547 | Electric Utility
20856 | Wisconsin Power & Light Co | 55135 | Alliant Energy Neenah | CT01 | Natural Gas Fired Combustion Turbine | 185.5 | 150.6 | Electric Utility
20856 | Wisconsin Power & Light Co | 55135 | Alliant Energy Neenah | CT02 | Natural Gas Fired Combustion Turbine | 185.5 | 149.7 | Electric Utility
20856 | Wisconsin Power & Light Co | 55641 | Riverside Energy Center | CTG1 | Natural Gas Fired Combined Cycle | 198.9 | 152.4 | Electric Utility
20856 | Wisconsin Power & Light Co | 55641 | Riverside Energy Center | CTG2 | Natural Gas Fired Combined Cycle | 198.9 | 150.8 | Electric Utility
20856 | Wisconsin Power & Light Co | 55641 | Riverside Energy Center | STG1 | Natural Gas Fired Combined Cycle | 277.1 | 276.3 | Electric Utility
20856 | Wisconsin Power & Light Co | 56166 | Sheboygan Falls | 1 | Natural Gas Fired Combustion Turbine | 173.4 | 150.1 | Electric Utility
20856 | Wisconsin Power & Light Co | 56166 | Sheboygan Falls | 2 | Natural Gas Fired Combustion Turbine | 173.4 | 149.3 | Electric Utility
20856 | Wisconsin Power & Light Co | 56347 | Cedar Ridge | 1 | Onshore Wind Turbine | 67.7 | 67.7 | Electric Utility
20856 | Wisconsin Power & Light Co | 57198 | Bent Tree Wind Farm Phase 1 | 1 | Onshore Wind Turbine | 201.3 | 201.3 | Electric Utility
20858 | WPPI Energy | 55836 | Island Street Peaking Plant | FT81 | Natural Gas Fired Combustion Turbine | 60.5 | 52 | Electric Utility
20858 | WPPI Energy | 56266 | WPPI Hartford DG | 1 | Petroleum Liquids | 1.1 | 1.1 | Electric Utility
20860 | Wisconsin Public Service Corp | 1787 | Grand Rapids | 1 | Conventional Hydroelectric | 1.1 | 0.7 | Electric Utility
20860 | Wisconsin Public Service Corp | 1787 | Grand Rapids | 2 | Conventional Hydroelectric | 1.1 | 0.7 | Electric Utility
20860 | Wisconsin Public Service Corp | 1787 | Grand Rapids | 3 | Conventional Hydroelectric | 1.5 | 1 | Electric Utility
20860 | Wisconsin Public Service Corp | 1787 | Grand Rapids | 4 | Conventional Hydroelectric | 1.9 | 1.2 | Electric Utility
20860 | Wisconsin Public Service Corp | 1787 | Grand Rapids | 5 | Conventional Hydroelectric | 1.9 | 1.2 | Electric Utility
20860 | Wisconsin Public Service Corp | 4060 | Alexander | 1 | Conventional Hydroelectric | 1.4 | 0.9 | Electric Utility
20860 | Wisconsin Public Service Corp | 4060 | Alexander | 2 | Conventional Hydroelectric | 1.4 | 0.9 | Electric Utility
20860 | Wisconsin Public Service Corp | 4060 | Alexander | 3 | Conventional Hydroelectric | 1.4 | 0.9 | Electric Utility
20860 | Wisconsin Public Service Corp | 4061 | Caldron Falls | 1 | Conventional Hydroelectric | 3.2 | 3.4 | Electric Utility
20860 | Wisconsin Public Service Corp | 4061 | Caldron Falls | 2 | Conventional Hydroelectric | 3.2 | 3.4 | Electric Utility
20860 | Wisconsin Public Service Corp | 4063 | Grandfather Falls | 1 | Conventional Hydroelectric | 11 | 10.9 | Electric Utility
20860 | Wisconsin Public Service Corp | 4063 | Grandfather Falls | 2 | Conventional Hydroelectric | 6.2 | 6.2 | Electric Utility
20860 | Wisconsin Public Service Corp | 4064 | Hat Rapids | 1 | Conventional Hydroelectric | 0.8 | 0.4 | Electric Utility
20860 | Wisconsin Public Service Corp | 4064 | Hat Rapids | 2A | Conventional Hydroelectric | 0.5 | 0.3 | Electric Utility
20860 | Wisconsin Public Service Corp | 4064 | Hat Rapids | 3A | Conventional Hydroelectric | 0.4 | 0.2 | Electric Utility
20860 | Wisconsin Public Service Corp | 4065 | High Falls (WI) | 1 | Conventional Hydroelectric | 1.4 | 0.5 | Electric Utility
20860 | Wisconsin Public Service Corp | 4065 | High Falls (WI) | 2 | Conventional Hydroelectric | 1.4 | 0.5 | Electric Utility
20860 | Wisconsin Public Service Corp | 4065 | High Falls (WI) | 3 | Conventional Hydroelectric | 1.4 | 0.5 | Electric Utility
20860 | Wisconsin Public Service Corp | 4065 | High Falls (WI) | 4 | Conventional Hydroelectric | 1.4 | 0.5 | Electric Utility
20860 | Wisconsin Public Service Corp | 4065 | High Falls (WI) | 5 | Conventional Hydroelectric | 1.4 | 0.5 | Electric Utility
20860 | Wisconsin Public Service Corp | 4067 | Johnson Falls | 1 | Conventional Hydroelectric | 1.7 | 0.7 | Electric Utility
20860 | Wisconsin Public Service Corp | 4067 | Johnson Falls | 2 | Conventional Hydroelectric | 1.7 | 0.7 | Electric Utility
20860 | Wisconsin Public Service Corp | 4068 | Merrill | 1 | Conventional Hydroelectric | 0.4 | 0.3 | Electric Utility
20860 | Wisconsin Public Service Corp | 4068 | Merrill | 2 | Conventional Hydroelectric | 0.4 | 0.3 | Electric Utility
20860 | Wisconsin Public Service Corp | 4068 | Merrill | 3 | Conventional Hydroelectric | 1.5 | 1.3 | Electric Utility
20860 | Wisconsin Public Service Corp | 4071 | Potato Rapids | 1 | Conventional Hydroelectric | 0.5 | 0.2 | Electric Utility
20860 | Wisconsin Public Service Corp | 4071 | Potato Rapids | 2 | Conventional Hydroelectric | 0.4 | 0.2 | Electric Utility
20860 | Wisconsin Public Service Corp | 4071 | Potato Rapids | 3 | Conventional Hydroelectric | 0.4 | 0.2 | Electric Utility
20860 | Wisconsin Public Service Corp | 4072 | Pulliam | 31 | Natural Gas Fired Combustion Turbine | 91 | 81.7 | Electric Utility
20860 | Wisconsin Public Service Corp | 4072 | Pulliam | 5 | Conventional Steam Coal | 50 | 47.7 | Electric Utility
20860 | Wisconsin Public Service Corp | 4072 | Pulliam | 6 | Conventional Steam Coal | 69 | 69.8 | Electric Utility
20860 | Wisconsin Public Service Corp | 4072 | Pulliam | 7 | Conventional Steam Coal | 81.6 | 77.2 | Electric Utility
20860 | Wisconsin Public Service Corp | 4072 | Pulliam | 8 | Conventional Steam Coal | 149.6 | 133.4 | Electric Utility
20860 | Wisconsin Public Service Corp | 4074 | Sandstone Rapids | 1 | Conventional Hydroelectric | 1.9 | 0.8 | Electric Utility
20860 | Wisconsin Public Service Corp | 4074 | Sandstone Rapids | 2 | Conventional Hydroelectric | 1.9 | 0.8 | Electric Utility
20860 | Wisconsin Public Service Corp | 4075 | Tomahawk | 1 | Conventional Hydroelectric | 1.3 | 1.2 | Electric Utility
20860 | Wisconsin Public Service Corp | 4075 | Tomahawk | 2 | Conventional Hydroelectric | 1.3 | 1.2 | Electric Utility
20860 | Wisconsin Public Service Corp | 4076 | West Marinette | 31 | Natural Gas Fired Combustion Turbine | 41.8 | 39.4 | Electric Utility
20860 | Wisconsin Public Service Corp | 4076 | West Marinette | 32 | Natural Gas Fired Combustion Turbine | 41.8 | 39.3 | Electric Utility
20860 | Wisconsin Public Service Corp | 4076 | West Marinette | 33 | Natural Gas Fired Combustion Turbine | 103.5 | 75.1 | Electric Utility
20860 | Wisconsin Public Service Corp | 4077 | Wausau | 1 | Conventional Hydroelectric | 1.8 | 1.2 | Electric Utility
20860 | Wisconsin Public Service Corp | 4077 | Wausau | 2 | Conventional Hydroelectric | 1.8 | 1.2 | Electric Utility
20860 | Wisconsin Public Service Corp | 4077 | Wausau | 3 | Conventional Hydroelectric | 1.8 | 1.2 | Electric Utility
20860 | Wisconsin Public Service Corp | 4078 | Weston | 1 | Conventional Steam Coal | 60 | 50.7 | Electric Utility
20860 | Wisconsin Public Service Corp | 4078 | Weston | 2 | Conventional Steam Coal | 81.6 | 66.6 | Electric Utility
20860 | Wisconsin Public Service Corp | 4078 | Weston | 3 | Conventional Steam Coal | 350.5 | 336.8 | Electric Utility
20860 | Wisconsin Public Service Corp | 4078 | Weston | 31 | Natural Gas Fired Combustion Turbine | 19.6 | 12.8 | Electric Utility
20860 | Wisconsin Public Service Corp | 4078 | Weston | 32 | Natural Gas Fired Combustion Turbine | 56.7 | 47.9 | Electric Utility
20860 | Wisconsin Public Service Corp | 4078 | Weston | 4 | Conventional Steam Coal | 595 | 537.3 | Electric Utility
20860 | Wisconsin Public Service Corp | 7366 | Lincoln Turbines | 1 | Onshore Wind Turbine | 9.2 | 1.2 | Electric Utility
20860 | Wisconsin Public Service Corp | 55029 | De Pere Energy Center | CT01 | Natural Gas Fired Combustion Turbine | 192.3 | 166.2 | Electric Utility
20860 | Wisconsin Public Service Corp | 56031 | Fox Energy Center | CTG1 | Natural Gas Fired Combined Cycle | 198.9 | 165.6 | Electric Utility
20860 | Wisconsin Public Service Corp | 56031 | Fox Energy Center | CTG2 | Natural Gas Fired Combined Cycle | 198.9 | 161.5 | Electric Utility
20860 | Wisconsin Public Service Corp | 56031 | Fox Energy Center | STG | Natural Gas Fired Combined Cycle | 221 | 238 | Electric Utility
20860 | Wisconsin Public Service Corp | 56831 | Crane Creek Wind Energy Center | 1 | Onshore Wind Turbine | 99 | 29 | Electric Utility
20863 | Wisconsin River Power Company | 4079 | Castle Rock | 1 | Conventional Hydroelectric | 3 | 3.5 | Electric Utility
20863 | Wisconsin River Power Company | 4079 | Castle Rock | 2 | Conventional Hydroelectric | 3 | 3.5 | Electric Utility
20863 | Wisconsin River Power Company | 4079 | Castle Rock | 3 | Conventional Hydroelectric | 3 | 3.5 | Electric Utility
20863 | Wisconsin River Power Company | 4079 | Castle Rock | 4 | Conventional Hydroelectric | 3 | 3.5 | Electric Utility
20863 | Wisconsin River Power Company | 4079 | Castle Rock | 5 | Conventional Hydroelectric | 3 | 3.5 | Electric Utility
20863 | Wisconsin River Power Company | 4080 | Petenwell | 1 | Conventional Hydroelectric | 5 | 5.2 | Electric Utility
20863 | Wisconsin River Power Company | 4080 | Petenwell | 2 | Conventional Hydroelectric | 5 | 5.2 | Electric Utility
20863 | Wisconsin River Power Company | 4080 | Petenwell | 3 | Conventional Hydroelectric | 5 | 5.2 | Electric Utility
20863 | Wisconsin River Power Company | 4080 | Petenwell | 4 | Conventional Hydroelectric | 5 | 5.1 | Electric Utility
20863 | Wisconsin River Power Company | 8050 | Juneau | 31 | Petroleum Liquids | 16 | 12.6 | Electric Utility
20880 | City of Wisner | 2316 | Wisner | 3 | Petroleum Liquids | 0.8 | 0.8 | Electric Utility
20880 | City of Wisner | 2316 | Wisner | 4 | Petroleum Liquids | 1.5 | 1.5 | Electric Utility
20880 | City of Wisner | 2316 | Wisner | 5 | Petroleum Liquids | 1.5 | 1.5 | Electric Utility
20893 | Wolf Creek Nuclear Optg Corp | 210 | Wolf Creek Generating Station | 1 | Nuclear | 1267.7 | 1175 | Electric Utility
20910 | Wolverine Power Supply Coop | 1873 | Tower | GT4 | Petroleum Liquids | 21.3 | 19.3 | Electric Utility
20910 | Wolverine Power Supply Coop | 1877 | George Johnson | 10 | Natural Gas Fired Combustion Turbine | 25 | 24.3 | Electric Utility
20910 | Wolverine Power Supply Coop | 1877 | George Johnson | 11 | Petroleum Liquids | 1 | 1 | Electric Utility
20910 | Wolverine Power Supply Coop | 1877 | George Johnson | 9 | Natural Gas Fired Combustion Turbine | 25 | 24.4 | Electric Utility
20910 | Wolverine Power Supply Coop | 1880 | Claude Vandyke | 6 | Natural Gas Fired Combined Cycle | 23 | 19.3 | Electric Utility
20910 | Wolverine Power Supply Coop | 1880 | Claude Vandyke | 8 | Natural Gas Fired Combustion Turbine | 24.8 | 20.2 | Electric Utility
20910 | Wolverine Power Supply Coop | 1881 | Vestaburg | 6 | Petroleum Liquids | 3 | 3 | Electric Utility
20910 | Wolverine Power Supply Coop | 1881 | Vestaburg | 7 | Petroleum Liquids | 3 | 3 | Electric Utility
20910 | Wolverine Power Supply Coop | 1881 | Vestaburg | 8 | Natural Gas Fired Combustion Turbine | 23.7 | 18.5 | Electric Utility
20910 | Wolverine Power Supply Coop | 7932 | Gaylord - Wolverine | 1 | Natural Gas Fired Combustion Turbine | 23.4 | 20.2 | Electric Utility
20910 | Wolverine Power Supply Coop | 7932 | Gaylord - Wolverine | 2 | Natural Gas Fired Combustion Turbine | 23.4 | 20.2 | Electric Utility
20910 | Wolverine Power Supply Coop | 7932 | Gaylord - Wolverine | 3 | Natural Gas Fired Combustion Turbine | 23.4 | 20.2 | Electric Utility
20910 | Wolverine Power Supply Coop | 7972 | Sumpter | 1 | Natural Gas Fired Combustion Turbine | 85 | 77 | Electric Utility
20910 | Wolverine Power Supply Coop | 7972 | Sumpter | 2 | Natural Gas Fired Combustion Turbine | 85 | 77.5 | Electric Utility
20910 | Wolverine Power Supply Coop | 7972 | Sumpter | 3 | Natural Gas Fired Combustion Turbine | 85 | 76.6 | Electric Utility
20910 | Wolverine Power Supply Coop | 7972 | Sumpter | 4 | Natural Gas Fired Combustion Turbine | 85 | 77.3 | Electric Utility
20919 | Boyce Hydro Power LLC | 50157 | Sanford Dam | 1 | Conventional Hydroelectric | 1.2 | 1.2 | IPP Non-CHP
20919 | Boyce Hydro Power LLC | 50157 | Sanford Dam | 2 | Conventional Hydroelectric | 1.2 | 1.2 | IPP Non-CHP
20919 | Boyce Hydro Power LLC | 50157 | Sanford Dam | 3 | Conventional Hydroelectric | 1.2 | 1.2 | IPP Non-CHP
20919 | Boyce Hydro Power LLC | 50158 | Edenville | 1 | Conventional Hydroelectric | 2.4 | 2.4 | IPP Non-CHP
20919 | Boyce Hydro Power LLC | 50158 | Edenville | 2 | Conventional Hydroelectric | 2.4 | 2.4 | IPP Non-CHP
20919 | Boyce Hydro Power LLC | 50159 | Secord | 1 | Conventional Hydroelectric | 1.2 | 1.2 | IPP Non-CHP
20919 | Boyce Hydro Power LLC | 50160 | Smallwood | 1 | Conventional Hydroelectric | 1.2 | 1.2 | IPP Non-CHP
20977 | City of Woodsfield - (OH) | 2945 | Anadarko | 10 | Petroleum Liquids | 1.2 | 1.2 | Electric Utility
20977 | City of Woodsfield - (OH) | 2945 | Anadarko | 11 | Petroleum Liquids | 1.2 | 1.2 | Electric Utility
20977 | City of Woodsfield - (OH) | 2945 | Anadarko | 6 | Petroleum Liquids | 0.6 | 0.6 | Electric Utility
20977 | City of Woodsfield - (OH) | 2945 | Anadarko | 7 | Petroleum Liquids | 1.2 | 1.2 | Electric Utility
20977 | City of Woodsfield - (OH) | 2945 | Anadarko | 8 | Petroleum Liquids | 1.5 | 1.5 | Electric Utility
20977 | City of Woodsfield - (OH) | 2945 | Anadarko | 9 | Petroleum Liquids | 2.1 | 2.1 | Electric Utility
21013 | City of Worthington - (MN) | 2024 | Worthington | 1 | Petroleum Liquids | 2 | 2 | Electric Utility
21013 | City of Worthington - (MN) | 2024 | Worthington | 10 | Onshore Wind Turbine | 0.9 | 0.9 | Electric Utility
21013 | City of Worthington - (MN) | 2024 | Worthington | 11 | Onshore Wind Turbine | 0.9 | 0.9 | Electric Utility
21013 | City of Worthington - (MN) | 2024 | Worthington | 12 | Onshore Wind Turbine | 1 | 1 | Electric Utility
21013 | City of Worthington - (MN) | 2024 | Worthington | 13 | Onshore Wind Turbine | 1 | 1 | Electric Utility
21013 | City of Worthington - (MN) | 2024 | Worthington | 2 | Petroleum Liquids | 2 | 2 | Electric Utility
21013 | City of Worthington - (MN) | 2024 | Worthington | 3 | Petroleum Liquids | 2 | 2 | Electric Utility
21013 | City of Worthington - (MN) | 2024 | Worthington | 4 | Petroleum Liquids | 2 | 2 | Electric Utility
21013 | City of Worthington - (MN) | 2024 | Worthington | 5 | Petroleum Liquids | 2 | 2 | Electric Utility
21013 | City of Worthington - (MN) | 2024 | Worthington | 6 | Petroleum Liquids | 2 | 2 | Electric Utility
21013 | City of Worthington - (MN) | 2024 | Worthington | 7 | Petroleum Liquids | 2 | 2 | Electric Utility
21013 | City of Worthington - (MN) | 2024 | Worthington | 8 | Onshore Wind Turbine | 0.9 | 0.9 | Electric Utility
21013 | City of Worthington - (MN) | 2024 | Worthington | 9 | Onshore Wind Turbine | 0.9 | 0.9 | Electric Utility
21015 | City of Wrangell - (AK) | 95 | Wrangell | 11 | Petroleum Liquids | 2 | 2 | Electric Utility
21015 | City of Wrangell - (AK) | 95 | Wrangell | 12 | Petroleum Liquids | 2 | 2 | Electric Utility
21015 | City of Wrangell - (AK) | 95 | Wrangell | 13 | Petroleum Liquids | 2 | 2 | Electric Utility
21015 | City of Wrangell - (AK) | 95 | Wrangell | 9 | Petroleum Liquids | 2.5 | 2.5 | Electric Utility
21025 | WPS Power Developement | 55558 | Combined Locks Energy Center | GEN1 | Natural Gas Fired Combined Cycle | 48 | 46.6 | Industrial CHP
21025 | WPS Power Developement | 55558 | Combined Locks Energy Center | GEN2 | Natural Gas Fired Combined Cycle | 5 | 4.3 | Industrial CHP
21048 | Wyandotte Municipal Serv Comm | 1866 | Wyandotte | 4 | Conventional Steam Coal | 11.5 | 10.5 | Electric Utility
21048 | Wyandotte Municipal Serv Comm | 1866 | Wyandotte | 5 | Natural Gas Steam Turbine | 22 | 22 | Electric Utility
21048 | Wyandotte Municipal Serv Comm | 1866 | Wyandotte | 6 | Natural Gas Steam Turbine | 7.5 | 7.5 | Electric Utility
21048 | Wyandotte Municipal Serv Comm | 1866 | Wyandotte | 7 | Natural Gas Steam Turbine | 32 | 32 | Electric Utility
21048 | Wyandotte Municipal Serv Comm | 1866 | Wyandotte | DG1 | Petroleum Liquids | 1.8 | 1.8 | Electric Utility
21048 | Wyandotte Municipal Serv Comm | 1866 | Wyandotte | DG2 | Petroleum Liquids | 1.8 | 1.8 | Electric Utility
21048 | Wyandotte Municipal Serv Comm | 1866 | Wyandotte | DG3 | Petroleum Liquids | 1.8 | 1.8 | Electric Utility
21086 | Yakima-Tieton Irrigation Dist | 50421 | Orchard Avenue 1 | 201 | Conventional Hydroelectric | 0.8 | 0.8 | IPP Non-CHP
21086 | Yakima-Tieton Irrigation Dist | 50421 | Orchard Avenue 1 | 301 | Conventional Hydroelectric | 0.8 | 0.8 | IPP Non-CHP
21086 | Yakima-Tieton Irrigation Dist | 50423 | Cowiche | 983 | Conventional Hydroelectric | 1.7 | 1.6 | IPP Non-CHP
21095 | Public Serv Comm of Yazoo City | 2067 | Yazoo | 2 | Natural Gas Fired Combined Cycle | 5 | 5.6 | Electric Utility
21095 | Public Serv Comm of Yazoo City | 2067 | Yazoo | 3 | Natural Gas Fired Combined Cycle | 12.6 | 13 | Electric Utility
21095 | Public Serv Comm of Yazoo City | 2067 | Yazoo | GT1 | Natural Gas Fired Combined Cycle | 16.5 | 14.7 | Electric Utility
21116 | YKK USA Inc | 54566 | YKK USA Chestney | BWP1 | Petroleum Liquids | 0.5 | 0.5 | Industrial Non-CHP
21116 | YKK USA Inc | 54566 | YKK USA Chestney | SLD1 | Petroleum Liquids | 0.5 | 0.5 | Industrial Non-CHP
21128 | York County Solid W & R Auth | 50215 | York County Resource Recovery | GEN1 | Municipal Solid Waste | 36.5 | 28.9 | IPP Non-CHP
21140 | Yuba County Water Agency | 454 | Colgate | 1 | Conventional Hydroelectric | 157.5 | 157.5 | Electric Utility
21140 | Yuba County Water Agency | 454 | Colgate | 2 | Conventional Hydroelectric | 157.5 | 157.5 | Electric Utility
21140 | Yuba County Water Agency | 455 | Narrows 2 | 1 | Conventional Hydroelectric | 46.7 | 46.7 | Electric Utility
21140 | Yuba County Water Agency | 7507 | Deadwood Creek | 1 | Conventional Hydroelectric | 2 | 1.9 | Electric Utility
21144 | Ziegler Power Systems | 55824 | MNDOT Standby Generation | UNT1 | Petroleum Liquids | 2 | 1.9 | Commercial Non-CHP
21148 | Zapco Energy Tactics Corp | 50348 | Oceanside Energy | OS3 | Landfill Gas | 0.7 | 0.6 | IPP Non-CHP
21148 | Zapco Energy Tactics Corp | 54781 | Suffolk Energy Partners LP | SU1 | Landfill Gas | 0.8 | 0.7 | IPP Non-CHP
21148 | Zapco Energy Tactics Corp | 54781 | Suffolk Energy Partners LP | SU2 | Landfill Gas | 0.8 | 0.7 | IPP Non-CHP
21148 | Zapco Energy Tactics Corp | 54781 | Suffolk Energy Partners LP | SU3 | Landfill Gas | 0.8 | 0.7 | IPP Non-CHP
21148 | Zapco Energy Tactics Corp | 54781 | Suffolk Energy Partners LP | SU4 | Landfill Gas | 0.8 | 0.7 | IPP Non-CHP
21148 | Zapco Energy Tactics Corp | 55776 | Barre | BA1 | Landfill Gas | 0.5 | 0.4 | IPP Non-CHP
21148 | Zapco Energy Tactics Corp | 55776 | Barre | BA2 | Landfill Gas | 0.5 | 0.4 | IPP Non-CHP
21158 | City of Zeeland - (MI) | 1867 | Zeeland | 1 | Natural Gas Internal Combustion Engine | 1.4 | 1.5 | Electric Utility
21158 | City of Zeeland - (MI) | 1867 | Zeeland | 10 | Natural Gas Internal Combustion Engine | 5.6 | 6.2 | Electric Utility
21158 | City of Zeeland - (MI) | 1867 | Zeeland | 11 | Natural Gas Internal Combustion Engine | 6 | 6.6 | Electric Utility
21158 | City of Zeeland - (MI) | 1867 | Zeeland | 2 | Natural Gas Internal Combustion Engine | 1.1 | 1.2 | Electric Utility
21158 | City of Zeeland - (MI) | 1867 | Zeeland | 7 | Natural Gas Internal Combustion Engine | 2 | 2 | Electric Utility
21158 | City of Zeeland - (MI) | 1867 | Zeeland | 8 | Natural Gas Internal Combustion Engine | 1.7 | 1.5 | Electric Utility
21158 | City of Zeeland - (MI) | 1867 | Zeeland | 9 | Natural Gas Internal Combustion Engine | 4.5 | 5 | Electric Utility
21158 | City of Zeeland - (MI) | 56503 | Riley Generating Station | 1 | Natural Gas Internal Combustion Engine | 2 | 2 | Electric Utility
21158 | City of Zeeland - (MI) | 56503 | Riley Generating Station | 2 | Natural Gas Internal Combustion Engine | 2 | 2 | Electric Utility
21158 | City of Zeeland - (MI) | 56503 | Riley Generating Station | 3 | Natural Gas Internal Combustion Engine | 2 | 2 | Electric Utility
21158 | City of Zeeland - (MI) | 56503 | Riley Generating Station | 4 | Natural Gas Internal Combustion Engine | 2 | 2 | Electric Utility
21158 | City of Zeeland - (MI) | 56503 | Riley Generating Station | 5 | Natural Gas Internal Combustion Engine | 2 | 2 | Electric Utility
21158 | City of Zeeland - (MI) | 56504 | Municipal Power Plant | 1 | Natural Gas Internal Combustion Engine | 1 | 1 | Electric Utility
21158 | City of Zeeland - (MI) | 56504 | Municipal Power Plant | 2 | Natural Gas Internal Combustion Engine | 1 | 1 | Electric Utility
21191 | Zion Energy LLC | 55392 | Zion Energy Center | CTG1 | Natural Gas Fired Combustion Turbine | 198.9 | 152 | IPP Non-CHP
21191 | Zion Energy LLC | 55392 | Zion Energy Center | CTG2 | Natural Gas Fired Combustion Turbine | 198.9 | 152 | IPP Non-CHP
21191 | Zion Energy LLC | 55392 | Zion Energy Center | CTG3 | Natural Gas Fired Combustion Turbine | 198.9 | 152 | IPP Non-CHP
21223 | University of Northern Iowa | 50088 | University of Northern Iowa | GEN1 | Conventional Steam Coal | 7.5 | 7.5 | Commercial CHP
21260 | 191 Peachtree Associates | 54818 | 191 Peachtree Tower | GEN1 | Petroleum Liquids | 1.2 | 1.2 | Commercial Non-CHP
21260 | 191 Peachtree Associates | 54818 | 191 Peachtree Tower | GEN2 | Petroleum Liquids | 1.2 | 1.2 | Commercial Non-CHP
21264 | USACE-Detroit District | 1865 | Saint Marys Falls | 1 | Conventional Hydroelectric | 6.2 | 5 | Electric Utility
21264 | USACE-Detroit District | 1865 | Saint Marys Falls | 10 | Conventional Hydroelectric | 2.6 | 2.8 | Electric Utility
21264 | USACE-Detroit District | 1865 | Saint Marys Falls | 2 | Conventional Hydroelectric | 6.2 | 5 | Electric Utility
21264 | USACE-Detroit District | 1865 | Saint Marys Falls | 3 | Conventional Hydroelectric | 6.2 | 5 | Electric Utility
21264 | USACE-Detroit District | 1865 | Saint Marys Falls | 3A | Conventional Hydroelectric | 2.5 | 2.5 | Electric Utility
21352 | Municipal Energy Agency of NE | 56106 | MEAN Wind Project | 1 | Onshore Wind Turbine | 10.5 | 10.5 | Electric Utility
21454 | Renaissance Power LLC | 55402 | Renaissance Power LLC | CT1 | Natural Gas Fired Combustion Turbine | 170 | 165 | IPP Non-CHP
21454 | Renaissance Power LLC | 55402 | Renaissance Power LLC | CT2 | Natural Gas Fired Combustion Turbine | 170 | 165 | IPP Non-CHP
21454 | Renaissance Power LLC | 55402 | Renaissance Power LLC | CT3 | Natural Gas Fired Combustion Turbine | 170 | 165 | IPP Non-CHP
21454 | Renaissance Power LLC | 55402 | Renaissance Power LLC | CT4 | Natural Gas Fired Combustion Turbine | 170 | 165 | IPP Non-CHP
21461 | NRG Canal LLC | 1597 | Oak Bluffs Diesel Generating Facility | UN1 | Petroleum Liquids | 2.7 | 2.8 | IPP Non-CHP
21461 | NRG Canal LLC | 1597 | Oak Bluffs Diesel Generating Facility | UN2 | Petroleum Liquids | 2.7 | 2.8 | IPP Non-CHP
21461 | NRG Canal LLC | 1597 | Oak Bluffs Diesel Generating Facility | UN3 | Petroleum Liquids | 2.7 | 2.8 | IPP Non-CHP
21461 | NRG Canal LLC | 1599 | Canal | 1 | Petroleum Liquids | 585 | 560 | IPP Non-CHP
21461 | NRG Canal LLC | 1599 | Canal | 2 | Petroleum Liquids | 580 | 553 | IPP Non-CHP
21461 | NRG Canal LLC | 6049 | West Tisbury Generating Facility | UN1 | Petroleum Liquids | 2.7 | 2.8 | IPP Non-CHP
21461 | NRG Canal LLC | 6049 | West Tisbury Generating Facility | UN2 | Petroleum Liquids | 2.7 | 2.8 | IPP Non-CHP
21466 | University of Tennessee | 55036 | University of Tennessee Steam Plant | GEN1 | Natural Gas Fired Combustion Turbine | 5 | 3.7 | Commercial CHP
21508 | Cornell University | 50368 | Cornell University Central Heat | CT1 | Natural Gas Fired Combined Cycle | 15 | 12.3 | Commercial CHP
21508 | Cornell University | 50368 | Cornell University Central Heat | CT2 | Natural Gas Fired Combined Cycle | 15 | 12.3 | Commercial CHP
21508 | Cornell University | 50368 | Cornell University Central Heat | TG1 | Natural Gas Fired Combined Cycle | 1.8 | 1 | Commercial CHP
21508 | Cornell University | 50368 | Cornell University Central Heat | TG2 | Natural Gas Fired Combined Cycle | 5.7 | 5.3 | Commercial CHP
21533 | City of Minneapolis - (KS) | 1307 | Minneapolis City of | 3 | Natural Gas Internal Combustion Engine | 1.3 | 1.2 | Electric Utility
21533 | City of Minneapolis - (KS) | 1307 | Minneapolis City of | 4 | Natural Gas Internal Combustion Engine | 0.7 | 0.5 | Electric Utility
21533 | City of Minneapolis - (KS) | 1307 | Minneapolis City of | 5 | Natural Gas Internal Combustion Engine | 2.1 | 1.8 | Electric Utility
21533 | City of Minneapolis - (KS) | 1307 | Minneapolis City of | 6 | Natural Gas Internal Combustion Engine | 3 | 2.7 | Electric Utility
21533 | City of Minneapolis - (KS) | 1307 | Minneapolis City of | 7 | Petroleum Liquids | 2 | 1.8 | Electric Utility
21535 | STP Nuclear Operating Co | 6251 | South Texas Project | 1 | Nuclear | 1354.3 | 1280 | IPP Non-CHP
21535 | STP Nuclear Operating Co | 6251 | South Texas Project | 2 | Nuclear | 1354.3 | 1280 | IPP Non-CHP
21554 | Seminole Electric Cooperative Inc | 136 | Seminole (FL) | 1 | Conventional Steam Coal | 735.9 | 652 | Electric Utility
21554 | Seminole Electric Cooperative Inc | 136 | Seminole (FL) | 2 | Conventional Steam Coal | 735.9 | 657 | Electric Utility
21554 | Seminole Electric Cooperative Inc | 7380 | Midulla Generating Station | CT1 | Natural Gas Fired Combined Cycle | 199 | 151 | Electric Utility
21554 | Seminole Electric Cooperative Inc | 7380 | Midulla Generating Station | CT2 | Natural Gas Fired Combined Cycle | 199 | 151 | Electric Utility
21554 | Seminole Electric Cooperative Inc | 7380 | Midulla Generating Station | GT4 | Natural Gas Fired Combustion Turbine | 62 | 54 | Electric Utility
21554 | Seminole Electric Cooperative Inc | 7380 | Midulla Generating Station | GT5 | Natural Gas Fired Combustion Turbine | 62 | 54 | Electric Utility
21554 | Seminole Electric Cooperative Inc | 7380 | Midulla Generating Station | GT6 | Natural Gas Fired Combustion Turbine | 62 | 54 | Electric Utility
21554 | Seminole Electric Cooperative Inc | 7380 | Midulla Generating Station | GT7 | Natural Gas Fired Combustion Turbine | 62 | 54 | Electric Utility
21554 | Seminole Electric Cooperative Inc | 7380 | Midulla Generating Station | GT8 | Natural Gas Fired Combustion Turbine | 62 | 54 | Electric Utility
21554 | Seminole Electric Cooperative Inc | 7380 | Midulla Generating Station | ST3 | Natural Gas Fired Combined Cycle | 189 | 179 | Electric Utility
21579 | New Covert Generating Company LLC | 55297 | New Covert Generating Facility | 1 | Natural Gas Fired Combined Cycle | 245 | 210.7 | IPP Non-CHP
21579 | New Covert Generating Company LLC | 55297 | New Covert Generating Facility | 1A | Natural Gas Fired Combined Cycle | 147 | 136 | IPP Non-CHP
21579 | New Covert Generating Company LLC | 55297 | New Covert Generating Facility | 2 | Natural Gas Fired Combined Cycle | 245 | 210.7 | IPP Non-CHP
21579 | New Covert Generating Company LLC | 55297 | New Covert Generating Facility | 2A | Natural Gas Fired Combined Cycle | 147 | 136 | IPP Non-CHP
21579 | New Covert Generating Company LLC | 55297 | New Covert Generating Facility | 3 | Natural Gas Fired Combined Cycle | 245 | 210.7 | IPP Non-CHP
21579 | New Covert Generating Company LLC | 55297 | New Covert Generating Facility | 3A | Natural Gas Fired Combined Cycle | 147 | 136 | IPP Non-CHP
21581 | Midwest Hydro LLC | 903 | Rockton | 1 | Conventional Hydroelectric | 0.6 | 0.6 | IPP Non-CHP
21581 | Midwest Hydro LLC | 903 | Rockton | 2 | Conventional Hydroelectric | 0.5 | 0.5 | IPP Non-CHP
21581 | Midwest Hydro LLC | 10520 | Dayton Hydro | 1 | Conventional Hydroelectric | 1.6 | 1.6 | IPP Non-CHP
21581 | Midwest Hydro LLC | 10520 | Dayton Hydro | 2 | Conventional Hydroelectric | 1 | 1 | IPP Non-CHP
21581 | Midwest Hydro LLC | 10520 | Dayton Hydro | 3 | Conventional Hydroelectric | 1 | 1 | IPP Non-CHP
21621 | United Technologies | 54605 | Pratt & Whitney | FT-8 | Natural Gas Fired Combustion Turbine | 25.8 | 28 | Industrial CHP
21622 | The University of Texas at Dallas | 54607 | University of Texas at Dallas | GEN1 | Natural Gas Internal Combustion Engine | 3.5 | 3.5 | Commercial CHP
21668 | Wise County Power Company LLC | 55320 | Wise County Power LLC | GT1 | Natural Gas Fired Combined Cycle | 242 | 225 | IPP Non-CHP
21668 | Wise County Power Company LLC | 55320 | Wise County Power LLC | GT2 | Natural Gas Fired Combined Cycle | 242 | 225 | IPP Non-CHP
21668 | Wise County Power Company LLC | 55320 | Wise County Power LLC | ST1 | Natural Gas Fired Combined Cycle | 262 | 230 | IPP Non-CHP
21690 | Moose International | 50337 | Mooseheart Power House | GEN1 | Natural Gas Internal Combustion Engine | 0.5 | 0.5 | Commercial CHP
21690 | Moose International | 50337 | Mooseheart Power House | GEN2 | Natural Gas Internal Combustion Engine | 0.5 | 0.5 | Commercial CHP
21690 | Moose International | 50337 | Mooseheart Power House | GEN3 | Natural Gas Internal Combustion Engine | 0.3 | 0.3 | Commercial CHP
21690 | Moose International | 50337 | Mooseheart Power House | GEN4 | Natural Gas Internal Combustion Engine | 0.5 | 0.5 | Commercial CHP
21734 | Sunnyside Cogeneration Assoc | 50951 | Sunnyside Cogen Associates | GEN1 | Conventional Steam Coal | 58.1 | 51 | IPP Non-CHP
21737 | Brown Bear II Hydro Inc | 50278 | Worumbo Hydro Station | GEN1 | Conventional Hydroelectric | 9.7 | 4.6 | IPP Non-CHP
21737 | Brown Bear II Hydro Inc | 50278 | Worumbo Hydro Station | GEN2 | Conventional Hydroelectric | 9.7 | 4.6 | IPP Non-CHP
21773 | Yellowstone Energy LP | 50931 | Yellowstone Energy LP | GEN1 | Petroleum Coke | 68 | 52 | IPP CHP
21944 | Sonoma County Water Agency | 54261 | Warm Springs Hydro Project | 3385 | Conventional Hydroelectric | 2.7 | 1.2 | IPP Non-CHP
21964 | University of New Mexico | 50906 | Ford Utilities Center | 3 | Natural Gas Fired Combustion Turbine | 7 | 6 | Commercial CHP
21964 | University of New Mexico | 50906 | Ford Utilities Center | 4 | Natural Gas Steam Turbine | 1.1 | 0.7 | Commercial CHP
21964 | University of New Mexico | 50906 | Ford Utilities Center | 5 | Natural Gas Fired Combustion Turbine | 6.7 | 6.2 | Commercial CHP
21965 | New Mexico State University | 54975 | New Mexico State University | 01 | Natural Gas Fired Combustion Turbine | 4.7 | 4.5 | Commercial CHP
21970 | Northeast Energy Associates LP | 10307 | Bellingham Cogeneration Facility | CT1 | Natural Gas Fired Combined Cycle | 128.7 | 102 | IPP Non-CHP
21970 | Northeast Energy Associates LP | 10307 | Bellingham Cogeneration Facility | CT2 | Natural Gas Fired Combined Cycle | 128.7 | 102 | IPP Non-CHP
21970 | Northeast Energy Associates LP | 10307 | Bellingham Cogeneration Facility | ST1 | Natural Gas Fired Combined Cycle | 128.7 | 60 | IPP Non-CHP
21995 | Olmsted County Public Works | 50413 | Olmsted Waste Energy | DGCAT | Petroleum Liquids | 1.7 | 1.3 | Commercial CHP
21995 | Olmsted County Public Works | 50413 | Olmsted Waste Energy | TG2 | Municipal Solid Waste | 2.2 | 1.3 | Commercial CHP
21995 | Olmsted County Public Works | 50413 | Olmsted Waste Energy | TG3 | Municipal Solid Waste | 5.5 | 4.5 | Commercial CHP
21995 | Olmsted County Public Works | 50413 | Olmsted Waste Energy | TGI | Municipal Solid Waste | 1.9 | 1.4 | Commercial CHP
22001 | Sunbury Generation LP | 3152 | Sunbury Generation LP | CTG1 | Petroleum Liquids | 23.6 | 18 | IPP Non-CHP
22001 | Sunbury Generation LP | 3152 | Sunbury Generation LP | CTG2 | Petroleum Liquids | 23.6 | 18 | IPP Non-CHP
22001 | Sunbury Generation LP | 3152 | Sunbury Generation LP | DI2 | Petroleum Liquids | 5.5 | 5 | IPP Non-CHP
22035 | Southwestern Bell Telephone Co | 54858 | Southwestern Bell Telephone | E/G1 | Petroleum Liquids | 2 | 2 | Commercial CHP
22035 | Southwestern Bell Telephone Co | 54858 | Southwestern Bell Telephone | E/G2 | Petroleum Liquids | 2 | 2 | Commercial CHP
22035 | Southwestern Bell Telephone Co | 54858 | Southwestern Bell Telephone | E/G3 | Petroleum Liquids | 2 | 2 | Commercial CHP
22035 | Southwestern Bell Telephone Co | 54858 | Southwestern Bell Telephone | E/G4 | Petroleum Liquids | 2.8 | 2.8 | Commercial CHP
22035 | Southwestern Bell Telephone Co | 54858 | Southwestern Bell Telephone | E/G5 | Petroleum Liquids | 2.8 | 2.8 | Commercial CHP
22035 | Southwestern Bell Telephone Co | 54858 | Southwestern Bell Telephone | E/G6 | Petroleum Liquids | 2.8 | 2.8 | Commercial CHP
22035 | Southwestern Bell Telephone Co | 54858 | Southwestern Bell Telephone | E/G7 | Petroleum Liquids | 2.8 | 2.8 | Commercial CHP
22040 | Washington State University | 56016 | Grimes Way | 1 | Natural Gas Internal Combustion Engine | 1.1 | 1 | Commercial Non-CHP
22040 | Washington State University | 56016 | Grimes Way | 2 | Natural Gas Internal Combustion Engine | 1.1 | 1 | Commercial Non-CHP
22040 | Washington State University | 56016 | Grimes Way | 3 | Petroleum Liquids | 1.8 | 1.7 | Commercial Non-CHP
22040 | Washington State University | 56932 | Biotech LS 0836 | BLS1 | Petroleum Liquids | 1 | 1 | Commercial Non-CHP
22045 | Oxnard City of | 50224 | Oxnard Wastewater Treatment Plant | 7610 | Other Waste Biomass | 0.5 | 0.4 | Commercial CHP
22045 | Oxnard City of | 50224 | Oxnard Wastewater Treatment Plant | 7710 | Other Waste Biomass | 0.5 | 0.4 | Commercial CHP
22045 | Oxnard City of | 50224 | Oxnard Wastewater Treatment Plant | 7810 | Other Waste Biomass | 0.5 | 0.4 | Commercial CHP
22053 | Kentucky Power Co | 1353 | Big Sandy | 1 | Conventional Steam Coal | 280.5 | 260 | Electric Utility
22053 | Kentucky Power Co | 1353 | Big Sandy | 2 | Conventional Steam Coal | 816.3 | 800 | Electric Utility
22053 | Kentucky Power Co | 3948 | Mitchell (WV) | 1 | Conventional Steam Coal | 816.3 | 770 | Electric Utility
22053 | Kentucky Power Co | 3948 | Mitchell (WV) | 2 | Conventional Steam Coal | 816.3 | 790 | Electric Utility
22079 | Yolo County Flood Control WCD | 50128 | Clear Lake Hydro Project | 3381 | Conventional Hydroelectric | 2.5 | 2.4 | IPP Non-CHP
22079 | Yolo County Flood Control WCD | 50129 | Indian Valley Dam Hydro Project | 1641 | Conventional Hydroelectric | 1.4 | 1.3 | IPP Non-CHP
22079 | Yolo County Flood Control WCD | 50129 | Indian Valley Dam Hydro Project | 1642 | Conventional Hydroelectric | 1.4 | 1.3 | IPP Non-CHP
22079 | Yolo County Flood Control WCD | 50129 | Indian Valley Dam Hydro Project | 8332 | Conventional Hydroelectric | 0.1 | 0.1 | IPP Non-CHP
22091 | New-Indy Ontario LLC | 10427 | New-Indy Ontario Mill | GEN1 | Natural Gas Fired Combustion Turbine | 34 | 34 | Industrial CHP
22125 | Cayuga Operating Company, LLC | 2535 | Cayuga Operating Company | 1 | Conventional Steam Coal | 155.3 | 153.3 | IPP Non-CHP
22125 | Cayuga Operating Company, LLC | 2535 | Cayuga Operating Company | 2 | Conventional Steam Coal | 167.2 | 153.2 | IPP Non-CHP
22129 | Somerset Operating Co LLC | 6082 | Somerset Operating Co LLC | 1 | Conventional Steam Coal | 655.1 | 685.5 | IPP Non-CHP
22131 | Red Oak Operating Services LLC | 55239 | Red Oak Power LLC | 0001 | Natural Gas Fired Combined Cycle | 180.2 | 165.3 | IPP Non-CHP
22131 | Red Oak Operating Services LLC | 55239 | Red Oak Power LLC | 0002 | Natural Gas Fired Combined Cycle | 180.2 | 165.3 | IPP Non-CHP
22131 | Red Oak Operating Services LLC | 55239 | Red Oak Power LLC | 0003 | Natural Gas Fired Combined Cycle | 180.2 | 165.3 | IPP Non-CHP
22131 | Red Oak Operating Services LLC | 55239 | Red Oak Power LLC | 0004 | Natural Gas Fired Combined Cycle | 280.5 | 270 | IPP Non-CHP
22148 | AES Alamitos LLC | 315 | AES Alamitos LLC | 1 | Natural Gas Steam Turbine | 156 | 175 | IPP Non-CHP
22148 | AES Alamitos LLC | 315 | AES Alamitos LLC | 2 | Natural Gas Steam Turbine | 156 | 175 | IPP Non-CHP
22148 | AES Alamitos LLC | 315 | AES Alamitos LLC | 3 | Natural Gas Steam Turbine | 310 | 332 | IPP Non-CHP
22148 | AES Alamitos LLC | 315 | AES Alamitos LLC | 4 | Natural Gas Steam Turbine | 310 | 335 | IPP Non-CHP
22148 | AES Alamitos LLC | 315 | AES Alamitos LLC | 5 | Natural Gas Steam Turbine | 495 | 485 | IPP Non-CHP
22148 | AES Alamitos LLC | 315 | AES Alamitos LLC | 6 | Natural Gas Steam Turbine | 495 | 495 | IPP Non-CHP
22174 | PEI Power Corp | 50279 | Archbald Power Station | GEN1 | Landfill Gas | 23.2 | 20 | IPP Non-CHP
22174 | PEI Power Corp | 50279 | Archbald Power Station | GEN5 | Landfill Gas | 4.6 | 4 | IPP Non-CHP
22174 | PEI Power Corp | 50279 | Archbald Power Station | GEN6 | Landfill Gas | 4.6 | 4 | IPP Non-CHP
22174 | PEI Power Corp | 50279 | Archbald Power Station | Gen2 | Natural Gas Fired Combustion Turbine | 60.5 | 43.7 | IPP Non-CHP
22175 | PCS Phosphate | 50509 | PCS Phosphate | GEN1 | All Other | 52.9 | 54 | Industrial CHP
22199 | U S Air Force-Eielson AFB | 50392 | Eielson AFB Central Heat & Power Plant | DG01 | Petroleum Liquids | 1.5 | 1.4 | Commercial CHP
22199 | U S Air Force-Eielson AFB | 50392 | Eielson AFB Central Heat & Power Plant | DG02 | Petroleum Liquids | 1.5 | 1.4 | Commercial CHP
22199 | U S Air Force-Eielson AFB | 50392 | Eielson AFB Central Heat & Power Plant | DG03 | Petroleum Liquids | 1.5 | 1.4 | Commercial CHP
22199 | U S Air Force-Eielson AFB | 50392 | Eielson AFB Central Heat & Power Plant | DG04 | Petroleum Liquids | 1.5 | 1.4 | Commercial CHP
22199 | U S Air Force-Eielson AFB | 50392 | Eielson AFB Central Heat & Power Plant | DG1 | Petroleum Liquids | 2.5 | 1.8 | Commercial CHP
22199 | U S Air Force-Eielson AFB | 50392 | Eielson AFB Central Heat & Power Plant | TG1 | Conventional Steam Coal | 2.5 | 0.5 | Commercial CHP
22199 | U S Air Force-Eielson AFB | 50392 | Eielson AFB Central Heat & Power Plant | TG2 | Conventional Steam Coal | 2.5 | 0.5 | Commercial CHP
22199 | U S Air Force-Eielson AFB | 50392 | Eielson AFB Central Heat & Power Plant | TG3 | Conventional Steam Coal | 5 | 5 | Commercial CHP
22199 | U S Air Force-Eielson AFB | 50392 | Eielson AFB Central Heat & Power Plant | TG4 | Conventional Steam Coal | 5 | 5 | Commercial CHP
22199 | U S Air Force-Eielson AFB | 50392 | Eielson AFB Central Heat & Power Plant | TG5 | Conventional Steam Coal | 10 | 9 | Commercial CHP
22208 | University of Colorado | 54372 | University of Colorado | GT1 | Natural Gas Fired Combined Cycle | 16 | 15 | Commercial CHP
22208 | University of Colorado | 54372 | University of Colorado | GT2 | Natural Gas Fired Combined Cycle | 16 | 15 | Commercial CHP
22208 | University of Colorado | 54372 | University of Colorado | ST1 | Natural Gas Fired Combined Cycle | 1 | 1 | Commercial CHP
22214 | Sweeny Cogeneration LP | 55015 | Sweeny Cogen Facility | GEN1 | Natural Gas Fired Combustion Turbine | 143 | 109 | IPP CHP
22214 | Sweeny Cogeneration LP | 55015 | Sweeny Cogen Facility | GEN2 | Natural Gas Fired Combustion Turbine | 143 | 109 | IPP CHP
22214 | Sweeny Cogeneration LP | 55015 | Sweeny Cogen Facility | GEN3 | Natural Gas Fired Combustion Turbine | 143 | 109 | IPP CHP
22214 | Sweeny Cogeneration LP | 55015 | Sweeny Cogen Facility | GEN4 | Natural Gas Fired Combustion Turbine | 143 | 109 | IPP CHP
22218 | U S Army-Radford | 52072 | Radford Army Ammunition Plant | GEN1 | Conventional Steam Coal | 6 | 5.6 | Industrial CHP
22218 | U S Army-Radford | 52072 | Radford Army Ammunition Plant | GEN2 | Conventional Steam Coal | 6 | 5.6 | Industrial CHP
22218 | U S Army-Radford | 52072 | Radford Army Ammunition Plant | GEN3 | Conventional Steam Coal | 6 | 5.6 | Industrial CHP
22218 | U S Army-Radford | 52072 | Radford Army Ammunition Plant | GEN4 | Conventional Steam Coal | 6 | 5.6 | Industrial CHP
22219 | Mid-Maine Waste Action Corp | 50035 | MMWAC Resource Recovery Facility | ST1 | Municipal Solid Waste | 5 | 2.7 | Commercial Non-CHP
22269 | Goal Line LP | 54749 | Goal Line LP | CTG | Natural Gas Fired Combined Cycle | 41.2 | 40 | IPP CHP
22269 | Goal Line LP | 54749 | Goal Line LP | STG | Natural Gas Fired Combined Cycle | 10.2 | 9.4 | IPP CHP
22290 | North Jersey Energy Assoc LP | 10308 | Sayreville Cogeneration Facility | CT1 | Natural Gas Fired Combined Cycle | 143.4 | 117.6 | IPP Non-CHP
22290 | North Jersey Energy Assoc LP | 10308 | Sayreville Cogeneration Facility | CT2 | Natural Gas Fired Combined Cycle | 143.4 | 108.7 | IPP Non-CHP
22290 | North Jersey Energy Assoc LP | 10308 | Sayreville Cogeneration Facility | ST1 | Natural Gas Fired Combined Cycle | 143.4 | 68.1 | IPP Non-CHP
22331 | Salem Energy Systems LLC | 54984 | Salem Energy Systems LLC | UNT1 | Landfill Gas | 4.5 | 3.3 | IPP Non-CHP
22337 | Alcoa World Alumina LLC | 52069 | Point Comfort Operations | GEN1 | Natural Gas Steam Turbine | 16 | 14.9 | Industrial CHP
22337 | Alcoa World Alumina LLC | 52069 | Point Comfort Operations | GEN2 | Natural Gas Steam Turbine | 16 | 14.9 | Industrial CHP
22337 | Alcoa World Alumina LLC | 52069 | Point Comfort Operations | GEN3 | Natural Gas Steam Turbine | 16 | 14.9 | Industrial CHP
22337 | Alcoa World Alumina LLC | 52069 | Point Comfort Operations | GEN4 | Natural Gas Steam Turbine | 15.1 | 14 | Industrial CHP
22350 | Devon Power LLC | 544 | Devon Station | 10 | Petroleum Liquids | 18.6 | 14.4 | IPP Non-CHP
22350 | Devon Power LLC | 544 | Devon Station | 11 | Petroleum Liquids | 51 | 29.3 | IPP Non-CHP
22350 | Devon Power LLC | 544 | Devon Station | 12 | Petroleum Liquids | 51 | 29.2 | IPP Non-CHP
22350 | Devon Power LLC | 544 | Devon Station | 13 | Petroleum Liquids | 51 | 29.9 | IPP Non-CHP
22350 | Devon Power LLC | 544 | Devon Station | 14 | Petroleum Liquids | 51 | 29.7 | IPP Non-CHP
22354 | VC Porterdale Hydroelectric, LLC | 50242 | VC Porterdale Hydroelectric | TB-1 | Conventional Hydroelectric | 1.5 | 1.2 | IPP Non-CHP
22354 | VC Porterdale Hydroelectric, LLC | 50242 | VC Porterdale Hydroelectric | TB-2 | Conventional Hydroelectric | 1.5 | 1.2 | IPP Non-CHP
22379 | Connecticut Jet Power LLC | 540 | Branford | UN10 | Petroleum Liquids | 21.8 | 17.4 | IPP Non-CHP
22379 | Connecticut Jet Power LLC | 542 | Cos Cob | UN10 | Petroleum Liquids | 25 | 19.1 | IPP Non-CHP
22379 | Connecticut Jet Power LLC | 542 | Cos Cob | UN11 | Petroleum Liquids | 25 | 18.7 | IPP Non-CHP
22379 | Connecticut Jet Power LLC | 542 | Cos Cob | UN12 | Petroleum Liquids | 25 | 19.1 | IPP Non-CHP
22379 | Connecticut Jet Power LLC | 542 | Cos Cob | UN13 | Petroleum Liquids | 20 | 19.1 | IPP Non-CHP
22379 | Connecticut Jet Power LLC | 542 | Cos Cob | un14 | Petroleum Liquids | 20 | 19.6 | IPP Non-CHP
22379 | Connecticut Jet Power LLC | 561 | Franklin Drive | UN19 | Petroleum Liquids | 21.8 | 16.1 | IPP Non-CHP
22379 | Connecticut Jet Power LLC | 565 | Torrington Terminal | UN10 | Petroleum Liquids | 21.8 | 17.4 | IPP Non-CHP
22380 | NRG Montville Operations Inc | 546 | Montville Station | 10 | Petroleum Liquids | 2.7 | 2.7 | IPP Non-CHP
22380 | NRG Montville Operations Inc | 546 | Montville Station | 11 | Petroleum Liquids | 2.7 | 2.7 | IPP Non-CHP
22380 | NRG Montville Operations Inc | 546 | Montville Station | 5 | Petroleum Liquids | 75 | 81 | IPP Non-CHP
22380 | NRG Montville Operations Inc | 546 | Montville Station | 6 | Petroleum Liquids | 414.9 | 410 | IPP Non-CHP
22484 | AES Redondo Beach LLC | 356 | AES Redondo Beach LLC | 5 | Natural Gas Steam Turbine | 163.2 | 175 | IPP Non-CHP
22484 | AES Redondo Beach LLC | 356 | AES Redondo Beach LLC | 6 | Natural Gas Steam Turbine | 163.2 | 175 | IPP Non-CHP
22484 | AES Redondo Beach LLC | 356 | AES Redondo Beach LLC | 7 | Natural Gas Steam Turbine | 495 | 480 | IPP Non-CHP
22484 | AES Redondo Beach LLC | 356 | AES Redondo Beach LLC | 8 | Natural Gas Steam Turbine | 495 | 480 | IPP Non-CHP
22500 | Westar Energy Inc | 1248 | Hutchinson Energy Center | GT1 | Natural Gas Fired Combustion Turbine | 71 | 56 | Electric Utility
22500 | Westar Energy Inc | 1248 | Hutchinson Energy Center | GT2 | Natural Gas Fired Combustion Turbine | 71 | 52 | Electric Utility
22500 | Westar Energy Inc | 1248 | Hutchinson Energy Center | GT3 | Natural Gas Fired Combustion Turbine | 71 | 57 | Electric Utility
22500 | Westar Energy Inc | 1248 | Hutchinson Energy Center | GT4 | Petroleum Liquids | 86 | 71 | Electric Utility
22500 | Westar Energy Inc | 1248 | Hutchinson Energy Center | H1DG | Petroleum Liquids | 2.7 | 3 | Electric Utility
22500 | Westar Energy Inc | 1248 | Hutchinson Energy Center | ST4 | Natural Gas Steam Turbine | 172 | 171 | Electric Utility
22500 | Westar Energy Inc | 1250 | Lawrence Energy Center | 3 | Conventional Steam Coal | 49 | 49 | Electric Utility
22500 | Westar Energy Inc | 1250 | Lawrence Energy Center | 4 | Conventional Steam Coal | 114 | 107 | Electric Utility
22500 | Westar Energy Inc | 1250 | Lawrence Energy Center | 5 | Conventional Steam Coal | 403 | 374 | Electric Utility
22500 | Westar Energy Inc | 1252 | Tecumseh Energy Center | 7 | Conventional Steam Coal | 82 | 72 | Electric Utility
22500 | Westar Energy Inc | 1252 | Tecumseh Energy Center | 8 | Conventional Steam Coal | 150 | 130 | Electric Utility
22500 | Westar Energy Inc | 6068 | Jeffrey Energy Center | 1 | Conventional Steam Coal | 720 | 718 | Electric Utility
22500 | Westar Energy Inc | 6068 | Jeffrey Energy Center | 2 | Conventional Steam Coal | 720 | 715 | Electric Utility
22500 | Westar Energy Inc | 6068 | Jeffrey Energy Center | 3 | Conventional Steam Coal | 720 | 722 | Electric Utility
22500 | Westar Energy Inc | 55651 | Spring Creek Energy Center | CT01 | Natural Gas Fired Combustion Turbine | 84.5 | 68 | Electric Utility
22500 | Westar Energy Inc | 55651 | Spring Creek Energy Center | CT02 | Natural Gas Fired Combustion Turbine | 84.5 | 68 | Electric Utility
22500 | Westar Energy Inc | 55651 | Spring Creek Energy Center | CT03 | Natural Gas Fired Combustion Turbine | 84.5 | 67 | Electric Utility
22500 | Westar Energy Inc | 55651 | Spring Creek Energy Center | CT04 | Natural Gas Fired Combustion Turbine | 84.5 | 68 | Electric Utility
22500 | Westar Energy Inc | 56502 | Emporia Energy Center | 1 | Natural Gas Fired Combustion Turbine | 54 | 45 | Electric Utility
22500 | Westar Energy Inc | 56502 | Emporia Energy Center | 2 | Natural Gas Fired Combustion Turbine | 54 | 45 | Electric Utility
22500 | Westar Energy Inc | 56502 | Emporia Energy Center | 3 | Natural Gas Fired Combustion Turbine | 54 | 44 | Electric Utility
22500 | Westar Energy Inc | 56502 | Emporia Energy Center | 4 | Natural Gas Fired Combustion Turbine | 54 | 46 | Electric Utility
22500 | Westar Energy Inc | 56502 | Emporia Energy Center | 5 | Natural Gas Fired Combustion Turbine | 171.4 | 157 | Electric Utility
22500 | Westar Energy Inc | 56502 | Emporia Energy Center | 6 | Natural Gas Fired Combustion Turbine | 171.4 | 153 | Electric Utility
22500 | Westar Energy Inc | 56502 | Emporia Energy Center | 7 | Natural Gas Fired Combustion Turbine | 171.4 | 156 | Electric Utility
22500 | Westar Energy Inc | 56818 | Central Plains Wind Farm | 1 | Onshore Wind Turbine | 99 | 99 | Electric Utility
22500 | Westar Energy Inc | 56819 | Flat Ridge Wind Farm | 1 | Onshore Wind Turbine | 50 | 50 | Electric Utility
22614 | Rocky Brook Electric Inc | 50228 | Rocky Brook Hydroelectric | GEN1 | Conventional Hydroelectric | 1.6 | 0.1 | IPP Non-CHP
22635 | San Gabriel Valley Mun Wtr Dt | 50233 | San Dimas Wash Generating Station | 4011 | Conventional Hydroelectric | 1 | 1 | IPP Non-CHP
22650 | Calpine Corp-Sutter | 55112 | Sutter Energy Center | CT01 | Natural Gas Fired Combined Cycle | 212 | 175 | IPP Non-CHP
22650 | Calpine Corp-Sutter | 55112 | Sutter Energy Center | CT02 | Natural Gas Fired Combined Cycle | 212 | 175 | IPP Non-CHP
22650 | Calpine Corp-Sutter | 55112 | Sutter Energy Center | ST01 | Natural Gas Fired Combined Cycle | 212 | 180 | IPP Non-CHP
22652 | Texas City Cogeneration LLC | 52088 | Texas City Power Plant | GEN1 | Natural Gas Fired Combined Cycle | 141 | 139 | IPP CHP
22652 | Texas City Cogeneration LLC | 52088 | Texas City Power Plant | GEN2 | Natural Gas Fired Combined Cycle | 103 | 104 | IPP CHP
22652 | Texas City Cogeneration LLC | 52088 | Texas City Power Plant | GEN3 | Natural Gas Fired Combined Cycle | 103 | 104 | IPP CHP
22652 | Texas City Cogeneration LLC | 52088 | Texas City Power Plant | GEN4 | Natural Gas Fired Combined Cycle | 103 | 104 | IPP CHP
22669 | U S Borax Inc | 50115 | US Borax | GEN1 | Natural Gas Fired Combustion Turbine | 48.2 | 39 | Industrial CHP
22696 | Notch Butte Hydro Co Inc | 50718 | Notch Butte Hydro | HYD1 | Conventional Hydroelectric | 1 | 1 | IPP Non-CHP
22776 | Solano Irrigation District | 7646 | Monticello Dam | 1 | Conventional Hydroelectric | 5 | 5 | Electric Utility
22776 | Solano Irrigation District | 7646 | Monticello Dam | 2 | Conventional Hydroelectric | 5 | 5 | Electric Utility
22776 | Solano Irrigation District | 7646 | Monticello Dam | 3 | Conventional Hydroelectric | 1.5 | 1.5 | Electric Utility
22803 | SDS Lumber Co | 50231 | SDS Lumber Gorge Energy Division | TG2 | Wood/Wood Waste Biomass | 5 | 5 | Industrial CHP
22803 | SDS Lumber Co | 50231 | SDS Lumber Gorge Energy Division | TG3 | Wood/Wood Waste Biomass | 5 | 4.7 | Industrial CHP
22979 | Astoria Energy LLC | 55375 | Astoria Energy | CT1 | Natural Gas Fired Combined Cycle | 170 | 156 | IPP Non-CHP
22979 | Astoria Energy LLC | 55375 | Astoria Energy | CT2 | Natural Gas Fired Combined Cycle | 170 | 156 | IPP Non-CHP
22979 | Astoria Energy LLC | 55375 | Astoria Energy | ST1 | Natural Gas Fired Combined Cycle | 252 | 228 | IPP Non-CHP
23005 | Aera Energy LLC-Coalinga | 50750 | Coalinga Cogeneration Facility | GEN1 | Natural Gas Fired Combustion Turbine | 3.4 | 3.2 | Industrial CHP
23005 | Aera Energy LLC-Coalinga | 50750 | Coalinga Cogeneration Facility | GEN2 | Natural Gas Fired Combustion Turbine | 3.4 | 3.2 | Industrial CHP
23013 | EIF Northampton GP, LLC | 50888 | Northampton Generating Company LP | GEN1 | Conventional Steam Coal | 134.1 | 112 | IPP CHP
23037 | Errol Hydroelectric Co LLC | 10570 | Errol Hydroelectric Project | 1 | Conventional Hydroelectric | 3 | 3 | IPP Non-CHP
23102 | FreePort-McMoRan-Corp-Cobre Mines | 55312 | Phelps Dodge Cobre Mining | 1 | Petroleum Liquids | 0.8 | 0.8 | Industrial Non-CHP
23102 | FreePort-McMoRan-Corp-Cobre Mines | 55312 | Phelps Dodge Cobre Mining | 2 | Petroleum Liquids | 0.8 | 0.8 | Industrial Non-CHP
23102 | FreePort-McMoRan-Corp-Cobre Mines | 55312 | Phelps Dodge Cobre Mining | 3 | Petroleum Liquids | 0.8 | 0.8 | Industrial Non-CHP
23279 | Allegheny Energy Supply Co LLC | 3789 | FirstEnergy Luray | 1 | Conventional Hydroelectric | 0.6 | 0.4 | IPP Non-CHP
23279 | Allegheny Energy Supply Co LLC | 3789 | FirstEnergy Luray | 2 | Conventional Hydroelectric | 0.4 | 0.3 | IPP Non-CHP
23279 | Allegheny Energy Supply Co LLC | 3789 | FirstEnergy Luray | 3 | Conventional Hydroelectric | 0.6 | 0.4 | IPP Non-CHP
23279 | Allegheny Energy Supply Co LLC | 3790 | FirstEnergy Newport | 1 | Conventional Hydroelectric | 0.4 | 0.3 | IPP Non-CHP
23279 | Allegheny Energy Supply Co LLC | 3790 | FirstEnergy Newport | 2 | Conventional Hydroelectric | 0.4 | 0.5 | IPP Non-CHP
23279 | Allegheny Energy Supply Co LLC | 3790 | FirstEnergy Newport | 3 | Conventional Hydroelectric | 0.6 | 0.5 | IPP Non-CHP
23279 | Allegheny Energy Supply Co LLC | 3944 | FirstEnergy Harrison Power Station | 1 | Conventional Steam Coal | 684 | 652 | Electric Utility
23279 | Allegheny Energy Supply Co LLC | 3944 | FirstEnergy Harrison Power Station | 2 | Conventional Steam Coal | 684 | 651 | Electric Utility
23279 | Allegheny Energy Supply Co LLC | 3944 | FirstEnergy Harrison Power Station | 3 | Conventional Steam Coal | 684 | 651 | Electric Utility
23279 | Allegheny Energy Supply Co LLC | 6004 | FirstEnergy Pleasants Power Station | 1 | Conventional Steam Coal | 684 | 644 | IPP Non-CHP
23279 | Allegheny Energy Supply Co LLC | 6004 | FirstEnergy Pleasants Power Station | 2 | Conventional Steam Coal | 684 | 644 | IPP Non-CHP
23279 | Allegheny Energy Supply Co LLC | 6543 | FirstEnergy Dam 4 | 1 | Conventional Hydroelectric | 0.5 | 0.5 | IPP Non-CHP
23279 | Allegheny Energy Supply Co LLC | 6543 | FirstEnergy Dam 4 | 2 | Conventional Hydroelectric | 0.5 | 0.5 | IPP Non-CHP
23279 | Allegheny Energy Supply Co LLC | 6543 | FirstEnergy Dam 4 | 3 | Conventional Hydroelectric | 0.9 | 0.9 | IPP Non-CHP
23279 | Allegheny Energy Supply Co LLC | 6544 | FirstEnergy Dam 5 | 1 | Conventional Hydroelectric | 0.5 | 0.5 | IPP Non-CHP
23279 | Allegheny Energy Supply Co LLC | 6544 | FirstEnergy Dam 5 | 2 | Conventional Hydroelectric | 0.5 | 0.5 | IPP Non-CHP
23279 | Allegheny Energy Supply Co LLC | 6546 | FirstEnergy Millville | 1 | Conventional Hydroelectric | 0.8 | 0.6 | IPP Non-CHP
23279 | Allegheny Energy Supply Co LLC | 6546 | FirstEnergy Millville | 2 | Conventional Hydroelectric | 1 | 0.8 | IPP Non-CHP
23279 | Allegheny Energy Supply Co LLC | 6546 | FirstEnergy Millville | 3 | Conventional Hydroelectric | 1 | 1 | IPP Non-CHP
23279 | Allegheny Energy Supply Co LLC | 6636 | FirstEnergy Lake Lynn Power Station | 1 | Conventional Hydroelectric | 12.8 | 13 | IPP Non-CHP
23279 | Allegheny Energy Supply Co LLC | 6636 | FirstEnergy Lake Lynn Power Station | 2 | Conventional Hydroelectric | 12.8 | 13 | IPP Non-CHP
23279 | Allegheny Energy Supply Co LLC | 6636 | FirstEnergy Lake Lynn Power Station | 3 | Conventional Hydroelectric | 12.8 | 13 | IPP Non-CHP
23279 | Allegheny Energy Supply Co LLC | 6636 | FirstEnergy Lake Lynn Power Station | 4 | Conventional Hydroelectric | 12.8 | 13 | IPP Non-CHP
23279 | Allegheny Energy Supply Co LLC | 50893 | FirstEnergy Allegheny Hydro Partners Ltd | GEN1 | Conventional Hydroelectric | 4.6 | 3 | IPP Non-CHP
23279 | Allegheny Energy Supply Co LLC | 50893 | FirstEnergy Allegheny Hydro Partners Ltd | GEN2 | Conventional Hydroelectric | 4.6 | 3 | IPP Non-CHP
23279 | Allegheny Energy Supply Co LLC | 50894 | Allegheny No 6 Hydro Partners | GEN1 | Conventional Hydroelectric | 4.6 | 4 | IPP Non-CHP
23279 | Allegheny Energy Supply Co LLC | 50894 | Allegheny No 6 Hydro Partners | GEN2 | Conventional Hydroelectric | 4.6 | 4 | IPP Non-CHP
23279 | Allegheny Energy Supply Co LLC | 55196 | FirstEnergy Allegheny Energy Units 1 & 2 | UNT1 | Natural Gas Fired Combustion Turbine | 43.8 | 44 | IPP Non-CHP
23279 | Allegheny Energy Supply Co LLC | 55196 | FirstEnergy Allegheny Energy Units 1 & 2 | UNT2 | Natural Gas Fired Combustion Turbine | 43.8 | 44 | IPP Non-CHP
23279 | Allegheny Energy Supply Co LLC | 55377 | FirstEnergy Allegheny Energy Units 8 & 9 | UNT8 | Natural Gas Fired Combustion Turbine | 43.8 | 44 | IPP Non-CHP
23279 | Allegheny Energy Supply Co LLC | 55377 | FirstEnergy Allegheny Energy Units 8 & 9 | UNT9 | Natural Gas Fired Combustion Turbine | 43.8 | 44 | IPP Non-CHP
23279 | Allegheny Energy Supply Co LLC | 55654 | Allegheny Energy Units 12 & 13 | UN12 | Natural Gas Fired Combustion Turbine | 43.8 | 44 | IPP Non-CHP
23279 | Allegheny Energy Supply Co LLC | 55654 | Allegheny Energy Units 12 & 13 | UN13 | Natural Gas Fired Combustion Turbine | 43.8 | 44 | IPP Non-CHP
23279 | Allegheny Energy Supply Co LLC | 55710 | FirstEnergy Allegheny Energy Units 3 4 & 5 | UNT3 | Natural Gas Fired Combined Cycle | 184 | 167 | IPP Non-CHP
23279 | Allegheny Energy Supply Co LLC | 55710 | FirstEnergy Allegheny Energy Units 3 4 & 5 | UNT4 | Natural Gas Fired Combined Cycle | 184 | 167 | IPP Non-CHP
23279 | Allegheny Energy Supply Co LLC | 55710 | FirstEnergy Allegheny Energy Units 3 4 & 5 | UNT5 | Natural Gas Fired Combined Cycle | 188 | 175 | IPP Non-CHP
23279 | Allegheny Energy Supply Co LLC | 55738 | Buchanan Generation LLC | 1 | Natural Gas Fired Combustion Turbine | 44 | 40 | IPP Non-CHP
23279 | Allegheny Energy Supply Co LLC | 55738 | Buchanan Generation LLC | 2 | Natural Gas Fired Combustion Turbine | 44 | 40 | IPP Non-CHP
23279 | Allegheny Energy Supply Co LLC | 56397 | Hunlock Unit 4 | 4 | Natural Gas Fired Combustion Turbine | 44 | 45 | IPP Non-CHP
23330 | Bay County Board-County Comm | 10250 | Bay County Waste to Energy | GEN1 | Municipal Solid Waste | 13.6 | 10 | IPP Non-CHP
23576 | Lawrence Hydroelectric Assoc | 50545 | Lawrence Hydroelectric Associates | GEN1 | Conventional Hydroelectric | 7.4 | 7 | IPP Non-CHP
23576 | Lawrence Hydroelectric Assoc | 50545 | Lawrence Hydroelectric Associates | GEN2 | Conventional Hydroelectric | 7.4 | 7 | IPP Non-CHP
23632 | Inland Paperboard - Rome Mill | 10426 | Inland Paperboard Packaging Rome | GEN2 | Wood/Wood Waste Biomass | 5 | 5 | Industrial CHP
23632 | Inland Paperboard - Rome Mill | 10426 | Inland Paperboard Packaging Rome | GEN3 | Wood/Wood Waste Biomass | 5 | 5 | Industrial CHP
23632 | Inland Paperboard - Rome Mill | 10426 | Inland Paperboard Packaging Rome | GEN4 | Wood/Wood Waste Biomass | 22 | 20 | Industrial CHP
23632 | Inland Paperboard - Rome Mill | 10426 | Inland Paperboard Packaging Rome | GEN5 | Wood/Wood Waste Biomass | 38.4 | 31 | Industrial CHP
23693 | AES Huntington Beach LLC | 335 | AES Huntington Beach LLC | 1 | Natural Gas Steam Turbine | 218 | 225.8 | IPP Non-CHP
23693 | AES Huntington Beach LLC | 335 | AES Huntington Beach LLC | 2 | Natural Gas Steam Turbine | 218 | 225.8 | IPP Non-CHP
23801 | Bluegrass Generation Co LLC | 55164 | Bluegrass Generation LLC | CT1 | Natural Gas Fired Combustion Turbine | 208 | 167 | IPP Non-CHP
23801 | Bluegrass Generation Co LLC | 55164 | Bluegrass Generation LLC | CT2 | Natural Gas Fired Combustion Turbine | 208 | 167 | IPP Non-CHP
23801 | Bluegrass Generation Co LLC | 55164 | Bluegrass Generation LLC | CT3 | Natural Gas Fired Combustion Turbine | 208 | 167 | IPP Non-CHP
23815 | Blue Ridge Paper Products Inc | 50244 | Canton North Carolina | GEN8 | Conventional Steam Coal | 7.5 | 7.5 | Industrial CHP
23815 | Blue Ridge Paper Products Inc | 50244 | Canton North Carolina | GEN9 | Conventional Steam Coal | 7.5 | 7.5 | Industrial CHP
23815 | Blue Ridge Paper Products Inc | 50244 | Canton North Carolina | GN10 | Conventional Steam Coal | 7.5 | 7.5 | Industrial CHP
23815 | Blue Ridge Paper Products Inc | 50244 | Canton North Carolina | GN11 | Conventional Steam Coal | 7.5 | 7.5 | Industrial CHP
23815 | Blue Ridge Paper Products Inc | 50244 | Canton North Carolina | GN12 | Conventional Steam Coal | 10 | 10 | Industrial CHP
23815 | Blue Ridge Paper Products Inc | 50244 | Canton North Carolina | GN13 | Conventional Steam Coal | 12.5 | 12.5 | Industrial CHP
23913 | Borger Energy Associates LP | 55064 | Black Hawk Station | UNT1 | Natural Gas Fired Combustion Turbine | 126.9 | 110.2 | IPP CHP
23913 | Borger Energy Associates LP | 55064 | Black Hawk Station | UNT2B | Natural Gas Fired Combustion Turbine | 117 | 110.2 | IPP CHP
23931 | Resolute Forest Products | 50956 | Bowater Newsprint Calhoun Operation | GEN1 | Wood/Wood Waste Biomass | 19 | 17 | Industrial CHP
23931 | Resolute Forest Products | 50956 | Bowater Newsprint Calhoun Operation | GEN2 | Wood/Wood Waste Biomass | 19.2 | 19 | Industrial CHP
23931 | Resolute Forest Products | 50956 | Bowater Newsprint Calhoun Operation | GEN3 | Wood/Wood Waste Biomass | 25 | 27 | Industrial CHP
23955 | University of Massachusetts Medical | 50087 | Univ of Massachusetts Medical Center | GEN1 | Natural Gas Steam Turbine | 2.5 | 1.5 | Commercial CHP
23955 | University of Massachusetts Medical | 50087 | Univ of Massachusetts Medical Center | GEN2 | Natural Gas Steam Turbine | 2.5 | 1.5 | Commercial CHP
23955 | University of Massachusetts Medical | 50087 | Univ of Massachusetts Medical Center | GEN3 | Natural Gas Steam Turbine | 5 | 3 | Commercial CHP
23955 | University of Massachusetts Medical | 50087 | Univ of Massachusetts Medical Center | GEN4 | Natural Gas Fired Combustion Turbine | 7.5 | 6 | Commercial CHP
24008 | University of Oregon | 54950 | Univ of Oregon Central Power Station | CTG1 | Natural Gas Fired Combined Cycle | 7.5 | 7.5 | Commercial CHP
24008 | University of Oregon | 54950 | Univ of Oregon Central Power Station | STG1 | Natural Gas Fired Combined Cycle | 3.5 | 1.5 | Commercial CHP
24010 | University of San Francisco | 50089 | Univ of San Francisco Cogen | S-17 | Natural Gas Internal Combustion Engine | 1.5 | 1.4 | Commercial CHP
24121 | Calpine -RockGen Energy | 55391 | RockGen Energy Center | 01 | Natural Gas Fired Combustion Turbine | 187 | 157 | IPP Non-CHP
24121 | Calpine -RockGen Energy | 55391 | RockGen Energy Center | 02 | Natural Gas Fired Combustion Turbine | 187 | 157 | IPP Non-CHP
24121 | Calpine -RockGen Energy | 55391 | RockGen Energy Center | 03 | Natural Gas Fired Combustion Turbine | 187 | 157 | IPP Non-CHP
24202 | Carr Street Generating Sta LP | 50978 | Carr Street Generating Station | GEN1 | Natural Gas Fired Combined Cycle | 48.8 | 33 | IPP Non-CHP
24202 | Carr Street Generating Sta LP | 50978 | Carr Street Generating Station | GEN2 | Natural Gas Fired Combined Cycle | 48.8 | 33 | IPP Non-CHP
24202 | Carr Street Generating Sta LP | 50978 | Carr Street Generating Station | GEN3 | Natural Gas Fired Combined Cycle | 25 | 22.5 | IPP Non-CHP
24205 | Sinclair Oil Corp | 54374 | Sinclair Oil Refinery | 2004 | Natural Gas Internal Combustion Engine | 1.3 | 1.3 | Industrial CHP
24205 | Sinclair Oil Corp | 54374 | Sinclair Oil Refinery | 2006 | Natural Gas Internal Combustion Engine | 1.3 | 1.3 | Industrial CHP
24205 | Sinclair Oil Corp | 54374 | Sinclair Oil Refinery | 2008 | Natural Gas Internal Combustion Engine | 1.3 | 1.3 | Industrial CHP
24205 | Sinclair Oil Corp | 54374 | Sinclair Oil Refinery | NO2 | Natural Gas Steam Turbine | 0.4 | 0.4 | Industrial CHP
24205 | Sinclair Oil Corp | 54374 | Sinclair Oil Refinery | NO3 | Natural Gas Steam Turbine | 1.3 | 1.3 | Industrial CHP
24205 | Sinclair Oil Corp | 54374 | Sinclair Oil Refinery | NO5 | Petroleum Liquids | 1.1 | 1.1 | Industrial CHP
24206 | Amalgamated Sugar Co-Nampa | 54690 | Amalgamated Sugar LLC Nampa | 2250 | Conventional Steam Coal | 2.2 | 2.2 | Industrial CHP
24206 | Amalgamated Sugar Co-Nampa | 54690 | Amalgamated Sugar LLC Nampa | 500 | Conventional Steam Coal | 0.5 | 0.5 | Industrial CHP
24206 | Amalgamated Sugar Co-Nampa | 54690 | Amalgamated Sugar LLC Nampa | 6500 | Conventional Steam Coal | 6 | 6 | Industrial CHP
24210 | Riverbay Corp | 52168 | Riverbay | GEN2 | Natural Gas Steam Turbine | 16 | 13.8 | Commercial CHP
24210 | Riverbay Corp | 52168 | Riverbay | GEN3 | Natural Gas Fired Combustion Turbine | 12.9 | 11.1 | Commercial CHP
24210 | Riverbay Corp | 52168 | Riverbay | GEN4 | Natural Gas Fired Combustion Turbine | 12.9 | 11.1 | Commercial CHP
24210 | Riverbay Corp | 52168 | Riverbay | U0007 | Petroleum Liquids | 1.7 | 1.5 | Commercial CHP
24211 | Tucson Electric Power Co | 124 | Demoss Petrie | GT2 | Natural Gas Fired Combustion Turbine | 85 | 75 | Electric Utility
24211 | Tucson Electric Power Co | 126 | H Wilson Sundt Generating Station | 4 | Conventional Steam Coal | 173.3 | 156 | Electric Utility
24211 | Tucson Electric Power Co | 126 | H Wilson Sundt Generating Station | GT1 | Natural Gas Fired Combustion Turbine | 27 | 24 | Electric Utility
24211 | Tucson Electric Power Co | 126 | H Wilson Sundt Generating Station | GT2 | Natural Gas Fired Combustion Turbine | 27 | 24 | Electric Utility
24211 | Tucson Electric Power Co | 126 | H Wilson Sundt Generating Station | ST1 | Natural Gas Steam Turbine | 108.8 | 81 | Electric Utility
24211 | Tucson Electric Power Co | 126 | H Wilson Sundt Generating Station | ST2 | Natural Gas Steam Turbine | 108.8 | 81 | Electric Utility
24211 | Tucson Electric Power Co | 126 | H Wilson Sundt Generating Station | ST3 | Natural Gas Steam Turbine | 113.6 | 104 | Electric Utility
24211 | Tucson Electric Power Co | 6088 | North Loop | 1 | Natural Gas Fired Combustion Turbine | 27 | 25 | Electric Utility
24211 | Tucson Electric Power Co | 6088 | North Loop | 2 | Natural Gas Fired Combustion Turbine | 27 | 25 | Electric Utility
24211 | Tucson Electric Power Co | 6088 | North Loop | 3 | Natural Gas Fired Combustion Turbine | 27 | 25 | Electric Utility
24211 | Tucson Electric Power Co | 6088 | North Loop | 4 | Natural Gas Fired Combustion Turbine | 26.8 | 20 | Electric Utility
24211 | Tucson Electric Power Co | 8223 | Springerville | 1 | Conventional Steam Coal | 424.8 | 387 | Electric Utility
24211 | Tucson Electric Power Co | 8223 | Springerville | 2 | Conventional Steam Coal | 424.8 | 406 | Electric Utility
24211 | Tucson Electric Power Co | 8223 | Springerville | 3 | Conventional Steam Coal | 458.1 | 417 | Electric Utility
24211 | Tucson Electric Power Co | 8223 | Springerville | 4 | Conventional Steam Coal | 458.1 | 415 | Electric Utility
24211 | Tucson Electric Power Co | 8223 | Springerville | SGSS | Solar Photovoltaic | 3.7 | 3.7 | Electric Utility
24211 | Tucson Electric Power Co | 8223 | Springerville | SGSS1 | Solar Photovoltaic | 1.4 | 1.4 | Electric Utility
24211 | Tucson Electric Power Co | 8223 | Springerville | WMS | Solar Photovoltaic | 8.3 | 8.3 | Electric Utility
24211 | Tucson Electric Power Co | 57392 | UASTP I | UATP1 | Solar Photovoltaic | 1.2 | 1.2 | Electric Utility
24211 | Tucson Electric Power Co | 57717 | UASTP II | UATP2 | Solar Photovoltaic | 4 | 4 | Electric Utility
24211 | Tucson Electric Power Co | 58171 | Prairie Fire | GEN1 | Solar Photovoltaic | 4.5 | 4.5 | Electric Utility
24211 | Tucson Electric Power Co | 58972 | Fort Huachuca Solar PV Project | FHUAC | Solar Photovoltaic | 13.6 | 13.6 | Electric Utility
24211 | Tucson Electric Power Co | 59784 | Gila River Power Block 3 | CTG5 | Natural Gas Fired Combined Cycle | 174 | 146 | Electric Utility
24211 | Tucson Electric Power Co | 59784 | Gila River Power Block 3 | CTG6 | Natural Gas Fired Combined Cycle | 174 | 146 | Electric Utility
24211 | Tucson Electric Power Co | 59784 | Gila River Power Block 3 | ST11 | Natural Gas Fired Combined Cycle | 271 | 223 | Electric Utility
24457 | Calpine Eastern Corp | 50292 | Bethpage Power Plant | GEN1 | Natural Gas Fired Combined Cycle | 33.7 | 22.2 | IPP Non-CHP
24457 | Calpine Eastern Corp | 50292 | Bethpage Power Plant | GEN2 | Natural Gas Fired Combined Cycle | 33.7 | 22.2 | IPP Non-CHP
24457 | Calpine Eastern Corp | 50292 | Bethpage Power Plant | GEN3 | Natural Gas Fired Combined Cycle | 16.2 | 10.6 | IPP Non-CHP
24457 | Calpine Eastern Corp | 50292 | Bethpage Power Plant | GEN4 | Petroleum Liquids | 0.4 | 0.4 | IPP Non-CHP
24457 | Calpine Eastern Corp | 50292 | Bethpage Power Plant | GEN5 | Natural Gas Fired Combustion Turbine | 60 | 47 | IPP Non-CHP
24457 | Calpine Eastern Corp | 50292 | Bethpage Power Plant | GEN6 | Natural Gas Fired Combined Cycle | 60 | 49 | IPP Non-CHP
24457 | Calpine Eastern Corp | 50292 | Bethpage Power Plant | GEN7 | Natural Gas Fired Combined Cycle | 36 | 33 | IPP Non-CHP
24536 | Aera Energy LLC-San Ardo | 55184 | Aera San Ardo Cogen Facility | UN-A | Natural Gas Fired Combustion Turbine | 3 | 2.8 | Industrial CHP
24536 | Aera Energy LLC-San Ardo | 55184 | Aera San Ardo Cogen Facility | UN-B | Natural Gas Fired Combustion Turbine | 3.2 | 2.8 | Industrial CHP
24793 | Briar-Hydro Associates | 50351 | Rolfe Canal Hydro | 1 | Conventional Hydroelectric | 4.3 | 4.3 | IPP Non-CHP
24793 | Briar-Hydro Associates | 50353 | Penacook Lower Falls | 1 | Conventional Hydroelectric | 4.6 | 4.6 | IPP Non-CHP
24793 | Briar-Hydro Associates | 50414 | Penacook Upper Falls Hydro | 1 | Conventional Hydroelectric | 3.4 | 3.4 | IPP Non-CHP
24900 | The Mosaic Company, Plant City Facility | 50371 | The Mosaic Company, Plant City Facility | MI34 | All Other | 40.5 | 27.9 | Industrial CHP
24931 | Palmer Hydroelectric | 54580 | Curtis Palmer Hydroelectric | C1 | Conventional Hydroelectric | 2.6 | 2.5 | IPP Non-CHP
24931 | Palmer Hydroelectric | 54580 | Curtis Palmer Hydroelectric | C2 | Conventional Hydroelectric | 2.6 | 2.5 | IPP Non-CHP
24931 | Palmer Hydroelectric | 54580 | Curtis Palmer Hydroelectric | C3 | Conventional Hydroelectric | 2.6 | 2.4 | IPP Non-CHP
24931 | Palmer Hydroelectric | 54580 | Curtis Palmer Hydroelectric | C4 | Conventional Hydroelectric | 1 | 1.1 | IPP Non-CHP
24931 | Palmer Hydroelectric | 54580 | Curtis Palmer Hydroelectric | C5 | Conventional Hydroelectric | 1 | 1.1 | IPP Non-CHP
24931 | Palmer Hydroelectric | 54580 | Curtis Palmer Hydroelectric | P1 | Conventional Hydroelectric | 24.6 | 25 | IPP Non-CHP
24931 | Palmer Hydroelectric | 54580 | Curtis Palmer Hydroelectric | P2 | Conventional Hydroelectric | 24.6 | 25 | IPP Non-CHP
24979 | Chasm Hydro Partnership | 50315 | Chasm Hydro Partnership | 1100 | Conventional Hydroelectric | 1 | 0.5 | IPP Non-CHP
24979 | Chasm Hydro Partnership | 50315 | Chasm Hydro Partnership | 2600 | Conventional Hydroelectric | 0.6 | 0.5 | IPP Non-CHP
25049 | Gas Recovery Systems Inc | 55588 | GRS Sunset Farms | 1 | Landfill Gas | 1 | 0.9 | IPP Non-CHP
25049 | Gas Recovery Systems Inc | 55588 | GRS Sunset Farms | 2 | Landfill Gas | 1 | 0.9 | IPP Non-CHP
25049 | Gas Recovery Systems Inc | 55588 | GRS Sunset Farms | 3 | Landfill Gas | 1 | 0.9 | IPP Non-CHP
25049 | Gas Recovery Systems Inc | 55588 | GRS Sunset Farms | 4 | Landfill Gas | 1 | 0.9 | IPP Non-CHP
25049 | Gas Recovery Systems Inc | 55589 | GRS Fall River | 3 | Landfill Gas | 5.3 | 4.4 | IPP Non-CHP
25049 | Gas Recovery Systems Inc | 55596 | GRS Arbor Hills | 0001 | Landfill Gas | 5 | 3.8 | IPP Non-CHP
25049 | Gas Recovery Systems Inc | 55596 | GRS Arbor Hills | 0002 | Landfill Gas | 5 | 3.8 | IPP Non-CHP
25049 | Gas Recovery Systems Inc | 55596 | GRS Arbor Hills | 0003 | Landfill Gas | 5 | 3.8 | IPP Non-CHP
25049 | Gas Recovery Systems Inc | 55596 | GRS Arbor Hills | 0004 | Landfill Gas | 10 | 7.6 | IPP Non-CHP
25049 | Gas Recovery Systems Inc | 55596 | GRS Arbor Hills | 0005 | Landfill Gas | 5.3 | 4.8 | IPP Non-CHP
25049 | Gas Recovery Systems Inc | 55597 | GRS C&C | 1 | Landfill Gas | 1 | 0.9 | IPP Non-CHP
25049 | Gas Recovery Systems Inc | 55597 | GRS C&C | 2 | Landfill Gas | 1 | 0.9 | IPP Non-CHP
25049 | Gas Recovery Systems Inc | 55597 | GRS C&C | 3 | Landfill Gas | 1 | 0.9 | IPP Non-CHP
25049 | Gas Recovery Systems Inc | 55597 | GRS C&C | 4 | Landfill Gas | 2.7 | 2.3 | IPP Non-CHP
25049 | Gas Recovery Systems Inc | 55599 | GRS CMS | 1 | Landfill Gas | 5.3 | 4.3 | IPP Non-CHP
25422 | National Power Coop Inc | 7872 | Robert P Mone Plant | 1 | Natural Gas Fired Combustion Turbine | 198 | 145 | Electric Utility
25422 | National Power Coop Inc | 7872 | Robert P Mone Plant | 2 | Natural Gas Fired Combustion Turbine | 198 | 145 | Electric Utility
25422 | National Power Coop Inc | 7872 | Robert P Mone Plant | 3 | Natural Gas Fired Combustion Turbine | 198 | 145 | Electric Utility
25438 | Friant Power Authority | 50393 | Friant Hydro Facility | FR1 | Conventional Hydroelectric | 18.4 | 20 | IPP Non-CHP
25438 | Friant Power Authority | 50393 | Friant Hydro Facility | M1 | Conventional Hydroelectric | 9.8 | 8 | IPP Non-CHP
25438 | Friant Power Authority | 50393 | Friant Hydro Facility | RO1 | Conventional Hydroelectric | 2.4 | 2.3 | IPP Non-CHP
25477 | USCE-Kansas City District | 2124 | Stockton Hydro | 1 | Conventional Hydroelectric | 52 | 52 | Electric Utility
25477 | USCE-Kansas City District | 6141 | Harry Truman | 1 | Hydroelectric Pumped Storage | 26.9 | 31 | Electric Utility
25477 | USCE-Kansas City District | 6141 | Harry Truman | 2 | Hydroelectric Pumped Storage | 26.9 | 31 | Electric Utility
25477 | USCE-Kansas City District | 6141 | Harry Truman | 3 | Hydroelectric Pumped Storage | 26.9 | 31 | Electric Utility
25477 | USCE-Kansas City District | 6141 | Harry Truman | 4 | Hydroelectric Pumped Storage | 26.9 | 31 | Electric Utility
25477 | USCE-Kansas City District | 6141 | Harry Truman | 5 | Hydroelectric Pumped Storage | 26.9 | 31 | Electric Utility
25477 | USCE-Kansas City District | 6141 | Harry Truman | 6 | Hydroelectric Pumped Storage | 26.9 | 31 | Electric Utility
25771 | Quinebaug Associates LLC | 55860 | Quinebaug Lower Project | 5-M | Conventional Hydroelectric | 0.3 | 0.3 | IPP Non-CHP
25771 | Quinebaug Associates LLC | 55860 | Quinebaug Lower Project | MF | Conventional Hydroelectric | 0.1 | 0.1 | IPP Non-CHP
25771 | Quinebaug Associates LLC | 55860 | Quinebaug Lower Project | U2 | Conventional Hydroelectric | 0.8 | 0.8 | IPP Non-CHP
25771 | Quinebaug Associates LLC | 55860 | Quinebaug Lower Project | UI | Conventional Hydroelectric | 1.3 | 1.2 | IPP Non-CHP
25835 | Portland City of | 50105 | Ground Water Pumping Station | GPS1 | Conventional Hydroelectric | 0.9 | 0.9 | IPP Non-CHP
25835 | Portland City of | 50105 | Ground Water Pumping Station | GPS2 | Conventional Hydroelectric | 0.9 | 0.9 | IPP Non-CHP
25835 | Portland City of | 50105 | Ground Water Pumping Station | GPS3 | Conventional Hydroelectric | 0.9 | 0.9 | IPP Non-CHP
25835 | Portland City of | 50105 | Ground Water Pumping Station | GPS4 | Conventional Hydroelectric | 0.9 | 0.9 | IPP Non-CHP
25835 | Portland City of | 50105 | Ground Water Pumping Station | GPS5 | Conventional Hydroelectric | 0.9 | 0.9 | IPP Non-CHP
25835 | Portland City of | 50105 | Ground Water Pumping Station | GPS6 | Conventional Hydroelectric | 0.9 | 0.9 | IPP Non-CHP
25915 | El Dorado Irrigation District | 238 | El Dorado | 1 | Conventional Hydroelectric | 10 | 10.3 | Electric Utility
25915 | El Dorado Irrigation District | 238 | El Dorado | 2 | Conventional Hydroelectric | 10 | 10.3 | Electric Utility
26003 | Kankakee City of | 54525 | Kankakee Hydro Facility | 1 | Conventional Hydroelectric | 0.4 | 0.4 | Commercial Non-CHP
26003 | Kankakee City of | 54525 | Kankakee Hydro Facility | 2 | Conventional Hydroelectric | 0.4 | 0.4 | Commercial Non-CHP
26003 | Kankakee City of | 54525 | Kankakee Hydro Facility | 3 | Conventional Hydroelectric | 0.4 | 0.4 | Commercial Non-CHP
26253 | Louisiana Energy & Power Authority | 1449 | Morgan City | 3 | Natural Gas Steam Turbine | 20.8 | 18 | Electric Utility
26253 | Louisiana Energy & Power Authority | 1449 | Morgan City | 4 | Natural Gas Steam Turbine | 37.5 | 33 | Electric Utility
26253 | Louisiana Energy & Power Authority | 1453 | New Roads | 1 | Natural Gas Internal Combustion Engine | 2.3 | 1.8 | Electric Utility
26253 | Louisiana Energy & Power Authority | 1453 | New Roads | 2 | Natural Gas Internal Combustion Engine | 0.6 | 0.6 | Electric Utility
26253 | Louisiana Energy & Power Authority | 1453 | New Roads | 3 | Natural Gas Internal Combustion Engine | 1.1 | 0.7 | Electric Utility
26253 | Louisiana Energy & Power Authority | 1453 | New Roads | 4 | Natural Gas Internal Combustion Engine | 1.7 | 1.2 | Electric Utility
26253 | Louisiana Energy & Power Authority | 1453 | New Roads | 5 | Natural Gas Internal Combustion Engine | 1.7 | 1.2 | Electric Utility
26253 | Louisiana Energy & Power Authority | 1453 | New Roads | 6 | Natural Gas Internal Combustion Engine | 2 | 1.5 | Electric Utility
26253 | Louisiana Energy & Power Authority | 1455 | Plaquemine | 1 | Natural Gas Steam Turbine | 20 | 17.5 | Electric Utility
26253 | Louisiana Energy & Power Authority | 1455 | Plaquemine | 2 | Natural Gas Steam Turbine | 24 | 20.4 | Electric Utility
26253 | Louisiana Energy & Power Authority | 1456 | Rayne | 8 | Petroleum Liquids | 4.1 | 3.4 | Electric Utility
26253 | Louisiana Energy & Power Authority | 1456 | Rayne | 9 | Petroleum Liquids | 4.1 | 3.6 | Electric Utility
26287 | Madera-Chowchilla Power Auth | 50322 | Site 980 65 | GEN1 | Conventional Hydroelectric | 2.1 | 2.1 | IPP Non-CHP
26469 | Ingleside Cogeneration LP | 55313 | Ingleside Cogeneration | CTG1 | Natural Gas Fired Combined Cycle | 170.1 | 155 | Industrial CHP
26469 | Ingleside Cogeneration LP | 55313 | Ingleside Cogeneration | CTG2 | Natural Gas Fired Combined Cycle | 170.1 | 155 | Industrial CHP
26469 | Ingleside Cogeneration LP | 55313 | Ingleside Cogeneration | STG | Natural Gas Fired Combined Cycle | 176.8 | 150 | Industrial CHP
26616 | North Slope Borough Power & Light | 7482 | NSB Atqasuk Utility | NA1 | Petroleum Liquids | 0.9 | 0.9 | Electric Utility
26616 | North Slope Borough Power & Light | 7482 | NSB Atqasuk Utility | NA2 | Petroleum Liquids | 0.9 | 0.9 | Electric Utility
26616 | North Slope Borough Power & Light | 7482 | NSB Atqasuk Utility | NA3 | Petroleum Liquids | 0.4 | 0.4 | Electric Utility
26616 | North Slope Borough Power & Light | 7482 | NSB Atqasuk Utility | PG2 | Petroleum Liquids | 0.4 | 0.4 | Electric Utility
26616 | North Slope Borough Power & Light | 7482 | NSB Atqasuk Utility | PG3 | Petroleum Liquids | 0.6 | 0.6 | Electric Utility
26616 | North Slope Borough Power & Light | 7483 | NSB Kaktovik Utility | PG1A | Petroleum Liquids | 0.9 | 0.9 | Electric Utility
26616 | North Slope Borough Power & Light | 7483 | NSB Kaktovik Utility | PG2A | Petroleum Liquids | 0.9 | 0.9 | Electric Utility
26616 | North Slope Borough Power & Light | 7483 | NSB Kaktovik Utility | PG3A | Petroleum Liquids | 0.4 | 0.4 | Electric Utility
26616 | North Slope Borough Power & Light | 7483 | NSB Kaktovik Utility | PG4A | Petroleum Liquids | 0.4 | 0.4 | Electric Utility
26616 | North Slope Borough Power & Light | 7484 | NSB Nuiqsut Utility | PG1A | Petroleum Liquids | 0.9 | 0.9 | Electric Utility
26616 | North Slope Borough Power & Light | 7484 | NSB Nuiqsut Utility | PG2A | Petroleum Liquids | 0.9 | 0.9 | Electric Utility
26616 | North Slope Borough Power & Light | 7484 | NSB Nuiqsut Utility | PG3A | Petroleum Liquids | 0.4 | 0.4 | Electric Utility
26616 | North Slope Borough Power & Light | 7484 | NSB Nuiqsut Utility | PG3B | Natural Gas Internal Combustion Engine | 0.6 | 0.6 | Electric Utility
26616 | North Slope Borough Power & Light | 7484 | NSB Nuiqsut Utility | PG5A | Natural Gas Internal Combustion Engine | 0.8 | 0.8 | Electric Utility
26616 | North Slope Borough Power & Light | 7484 | NSB Nuiqsut Utility | PG6A | Natural Gas Internal Combustion Engine | 0.8 | 0.8 | Electric Utility
26616 | North Slope Borough Power & Light | 7485 | NSB Point Hope Utility | PG1A | Petroleum Liquids | 1 | 1 | Electric Utility
26616 | North Slope Borough Power & Light | 7485 | NSB Point Hope Utility | PG6 | Petroleum Liquids | 0.6 | 0.6 | Electric Utility
26616 | North Slope Borough Power & Light | 7485 | NSB Point Hope Utility | PG7 | Petroleum Liquids | 0.6 | 0.6 | Electric Utility
26616 | North Slope Borough Power & Light | 7485 | NSB Point Hope Utility | PG8 | Petroleum Liquids | 0.9 | 0.9 | Electric Utility
26616 | North Slope Borough Power & Light | 7486 | NSB Point Lay Utility | PG10 | Petroleum Liquids | 0.6 | 0.6 | Electric Utility
26616 | North Slope Borough Power & Light | 7486 | NSB Point Lay Utility | PG7 | Petroleum Liquids | 0.6 | 0.6 | Electric Utility
26616 | North Slope Borough Power & Light | 7486 | NSB Point Lay Utility | PG8 | Petroleum Liquids | 0.6 | 0.6 | Electric Utility
26616 | North Slope Borough Power & Light | 7486 | NSB Point Lay Utility | PG9 | Petroleum Liquids | 0.6 | 0.6 | Electric Utility
26616 | North Slope Borough Power & Light | 7487 | NSB Anaktuvuk Pass | 1 | Petroleum Liquids | 0.3 | 0.3 | Electric Utility
26616 | North Slope Borough Power & Light | 7487 | NSB Anaktuvuk Pass | 2 | Petroleum Liquids | 0.3 | 0.3 | Electric Utility
26616 | North Slope Borough Power & Light | 7487 | NSB Anaktuvuk Pass | 3 | Petroleum Liquids | 0.3 | 0.3 | Electric Utility
26616 | North Slope Borough Power & Light | 7487 | NSB Anaktuvuk Pass | 6 | Petroleum Liquids | 0.9 | 0.9 | Electric Utility
26616 | North Slope Borough Power & Light | 7487 | NSB Anaktuvuk Pass | 7 | Petroleum Liquids | 0.9 | 0.9 | Electric Utility
26616 | North Slope Borough Power & Light | 7488 | NSB Wainwright Utility | PG1 | Petroleum Liquids | 0.4 | 0.4 | Electric Utility
26616 | North Slope Borough Power & Light | 7488 | NSB Wainwright Utility | PG2 | Petroleum Liquids | 0.4 | 0.4 | Electric Utility
26616 | North Slope Borough Power & Light | 7488 | NSB Wainwright Utility | PG3 | Petroleum Liquids | 0.4 | 0.4 | Electric Utility
26616 | North Slope Borough Power & Light | 7488 | NSB Wainwright Utility | PG4A | Petroleum Liquids | 0.9 | 0.9 | Electric Utility
26616 | North Slope Borough Power & Light | 7488 | NSB Wainwright Utility | PG5 | Petroleum Liquids | 0.9 | 0.9 | Electric Utility
26618 | USCE-St Louis District | 6140 | Clarence Cannon | 1 | Conventional Hydroelectric | 27 | 27 | Electric Utility
26618 | USCE-St Louis District | 6140 | Clarence Cannon | 2 | Hydroelectric Pumped Storage | 31 | 31 | Electric Utility
26840 | Port Townsend Paper Co | 50544 | Port Townsend Paper | GEN4 | Wood/Wood Waste Biomass | 3 | 3 | Industrial CHP
26840 | Port Townsend Paper Co | 50544 | Port Townsend Paper | GEN6 | Wood/Wood Waste Biomass | 7.5 | 7.5 | Industrial CHP
26840 | Port Townsend Paper Co | 50544 | Port Townsend Paper | HDRO | Conventional Hydroelectric | 0.4 | 0.3 | Industrial CHP
26853 | La Paloma Generating Co LLC | 55151 | La Paloma Generating LLC | GEN1 | Natural Gas Fired Combined Cycle | 300 | 243.7 | IPP Non-CHP
26853 | La Paloma Generating Co LLC | 55151 | La Paloma Generating LLC | GEN2 | Natural Gas Fired Combined Cycle | 300 | 241.6 | IPP Non-CHP
26853 | La Paloma Generating Co LLC | 55151 | La Paloma Generating LLC | GEN3 | Natural Gas Fired Combined Cycle | 300 | 237.4 | IPP Non-CHP
26853 | La Paloma Generating Co LLC | 55151 | La Paloma Generating LLC | GEN4 | Natural Gas Fired Combined Cycle | 300 | 242.7 | IPP Non-CHP
26867 | Lake Benton Power Part II LLC | 55265 | Lake Benton II | EXIS | Onshore Wind Turbine | 103.5 | 103.5 | IPP Non-CHP
27031 | Liberty Electric Power LLC | 55231 | Liberty Electric Power Plant | GTG1 | Natural Gas Fired Combined Cycle | 186 | 158.6 | IPP Non-CHP
27031 | Liberty Electric Power LLC | 55231 | Liberty Electric Power Plant | GTG2 | Natural Gas Fired Combined Cycle | 186 | 158.6 | IPP Non-CHP
27031 | Liberty Electric Power LLC | 55231 | Liberty Electric Power Plant | STG | Natural Gas Fired Combined Cycle | 242 | 223.8 | IPP Non-CHP
27075 | San Diego County Water Auth | 56615 | Rancho Penasquitos | G100 | Conventional Hydroelectric | 4.6 | 4.4 | IPP Non-CHP
27075 | San Diego County Water Auth | 57729 | Lake Hodges Hydroelectric Facility | 1 | Hydroelectric Pumped Storage | 21 | 21 | Electric Utility
27075 | San Diego County Water Auth | 57729 | Lake Hodges Hydroelectric Facility | 2 | Hydroelectric Pumped Storage | 21 | 21 | Electric Utility
27131 | Imperial Savannah LP | 50146 | Imperial Savannah LP | GENA | Conventional Steam Coal | 2.7 | 2.7 | Industrial CHP
27131 | Imperial Savannah LP | 50146 | Imperial Savannah LP | GENB | Conventional Steam Coal | 3 | 3 | Industrial CHP
27131 | Imperial Savannah LP | 50146 | Imperial Savannah LP | GENC | Conventional Steam Coal | 1 | 1 | Industrial CHP
27131 | Imperial Savannah LP | 50146 | Imperial Savannah LP | GEND | Conventional Steam Coal | 5 | 4.5 | Industrial CHP
27211 | Snider Industries Inc | 50141 | Snider Industries | WGN1 | Wood/Wood Waste Biomass | 5 | 5 | Industrial CHP
27378 | Tenet Hospital Ltd | 50241 | Providence Memorial Hospital | 9541 | Natural Gas Internal Combustion Engine | 2.1 | 2.1 | Commercial CHP
27378 | Tenet Hospital Ltd | 50241 | Providence Memorial Hospital | 9542 | Natural Gas Internal Combustion Engine | 2.1 | 2.1 | Commercial CHP
27470 | USCE-Tulsa District | 2984 | Keystone Dam | 1 | Conventional Hydroelectric | 35 | 40 | Electric Utility
27470 | USCE-Tulsa District | 2984 | Keystone Dam | 2 | Conventional Hydroelectric | 35 | 40 | Electric Utility
27470 | USCE-Tulsa District | 2985 | Robert S Kerr | 1 | Conventional Hydroelectric | 27.5 | 31.6 | Electric Utility
27470 | USCE-Tulsa District | 2985 | Robert S Kerr | 2 | Conventional Hydroelectric | 27.5 | 31.6 | Electric Utility
27470 | USCE-Tulsa District | 2985 | Robert S Kerr | 3 | Conventional Hydroelectric | 27.5 | 31.6 | Electric Utility
27470 | USCE-Tulsa District | 2985 | Robert S Kerr | 4 | Conventional Hydroelectric | 27.5 | 23.6 | Electric Utility
27470 | USCE-Tulsa District | 2987 | Webbers Falls | 1 | Conventional Hydroelectric | 20 | 23 | Electric Utility
27470 | USCE-Tulsa District | 2987 | Webbers Falls | 2 | Conventional Hydroelectric | 20 | 23 | Electric Utility
27470 | USCE-Tulsa District | 2987 | Webbers Falls | 3 | Conventional Hydroelectric | 20 | 23 | Electric Utility
27470 | USCE-Tulsa District | 3003 | Fort Gibson | 1 | Conventional Hydroelectric | 11.2 | 12.9 | Electric Utility
27470 | USCE-Tulsa District | 3003 | Fort Gibson | 2 | Conventional Hydroelectric | 11.2 | 12.9 | Electric Utility
27470 | USCE-Tulsa District | 3003 | Fort Gibson | 3 | Conventional Hydroelectric | 11.2 | 12.9 | Electric Utility
27470 | USCE-Tulsa District | 3003 | Fort Gibson | 4 | Conventional Hydroelectric | 11.2 | 12.5 | Electric Utility
27470 | USCE-Tulsa District | 3004 | Tenkiller Ferry | 1 | Conventional Hydroelectric | 19.5 | 21 | Electric Utility
27470 | USCE-Tulsa District | 3004 | Tenkiller Ferry | 2 | Conventional Hydroelectric | 19.5 | 21 | Electric Utility
27470 | USCE-Tulsa District | 6415 | Broken Bow Dam | 1 | Conventional Hydroelectric | 50 | 57.5 | Electric Utility
27470 | USCE-Tulsa District | 6415 | Broken Bow Dam | 2 | Conventional Hydroelectric | 50 | 57.5 | Electric Utility
27470 | USCE-Tulsa District | 6416 | Denison | 1 | Conventional Hydroelectric | 35 | 40 | Electric Utility
27470 | USCE-Tulsa District | 6416 | Denison | 2 | Conventional Hydroelectric | 35 | 40 | Electric Utility
27470 | USCE-Tulsa District | 6419 | Eufaula Dam | 1 | Conventional Hydroelectric | 30 | 34.5 | Electric Utility
27470 | USCE-Tulsa District | 6419 | Eufaula Dam | 2 | Conventional Hydroelectric | 30 | 34.5 | Electric Utility
27470 | USCE-Tulsa District | 6419 | Eufaula Dam | 3 | Conventional Hydroelectric | 30 | 34.5 | Electric Utility
27718 | RockTenn-Seminole | 50803 | Seminole Mill | GEN3 | Natural Gas Steam Turbine | 30 | 13 | Industrial CHP
27762 | Ptarmigan Res & Engy Inc | 50206 | Vallecito Hydroelectric | GEN1 | Conventional Hydroelectric | 0.8 | 0.8 | IPP Non-CHP
27762 | Ptarmigan Res & Engy Inc | 50206 | Vallecito Hydroelectric | GEN2 | Conventional Hydroelectric | 2.5 | 2.5 | IPP Non-CHP
27762 | Ptarmigan Res & Engy Inc | 50206 | Vallecito Hydroelectric | GEN3 | Conventional Hydroelectric | 2.5 | 2.5 | IPP Non-CHP
27769 | Ocean State Power Co | 51030 | Ocean State Power | GEN1 | Natural Gas Fired Combined Cycle | 82.8 | 71.2 | IPP Non-CHP
27769 | Ocean State Power Co | 51030 | Ocean State Power | GEN2 | Natural Gas Fired Combined Cycle | 82.8 | 71.2 | IPP Non-CHP
27769 | Ocean State Power Co | 51030 | Ocean State Power | GEN3 | Natural Gas Fired Combined Cycle | 88.6 | 76.2 | IPP Non-CHP
27770 | Ocean State Power II | 54324 | Ocean State Power II | GEN1 | Natural Gas Fired Combined Cycle | 82.8 | 71.2 | IPP Non-CHP
27770 | Ocean State Power II | 54324 | Ocean State Power II | GEN2 | Natural Gas Fired Combined Cycle | 82.8 | 71.2 | IPP Non-CHP
27770 | Ocean State Power II | 54324 | Ocean State Power II | GEN3 | Natural Gas Fired Combined Cycle | 88.6 | 76.2 | IPP Non-CHP
27813 | USCE-Mobile District | 38 | Millers Ferry | 1 | Conventional Hydroelectric | 33.7 | 30 | Electric Utility
27813 | USCE-Mobile District | 38 | Millers Ferry | 2 | Conventional Hydroelectric | 33.7 | 30 | Electric Utility
27813 | USCE-Mobile District | 38 | Millers Ferry | 3 | Conventional Hydroelectric | 33.7 | 30 | Electric Utility
27813 | USCE-Mobile District | 690 | J Woodruff | 1A | Conventional Hydroelectric | 14.5 | 14.5 | Electric Utility
27813 | USCE-Mobile District | 690 | J Woodruff | 2A | Conventional Hydroelectric | 14.5 | 14.5 | Electric Utility
27813 | USCE-Mobile District | 690 | J Woodruff | 3A | Conventional Hydroelectric | 14.5 | 14.5 | Electric Utility
27813 | USCE-Mobile District | 759 | Buford | 1A | Conventional Hydroelectric | 62 | 60 | Electric Utility
27813 | USCE-Mobile District | 759 | Buford | 2A | Conventional Hydroelectric | 62 | 60 | Electric Utility
27813 | USCE-Mobile District | 759 | Buford | 3A | Conventional Hydroelectric | 7.2 | 6.8 | Electric Utility
27813 | USCE-Mobile District | 760 | Allatoona | 1 | Conventional Hydroelectric | 42.3 | 35 | Electric Utility
27813 | USCE-Mobile District | 760 | Allatoona | 2 | Conventional Hydroelectric | 42.3 | 35 | Electric Utility
27813 | USCE-Mobile District | 760 | Allatoona | A | Conventional Hydroelectric | 2 | 2 | Electric Utility
27813 | USCE-Mobile District | 761 | Walter F George | 1 | Conventional Hydroelectric | 32.5 | 42 | Electric Utility
27813 | USCE-Mobile District | 761 | Walter F George | 2 | Conventional Hydroelectric | 32.5 | 42 | Electric Utility
27813 | USCE-Mobile District | 761 | Walter F George | 3 | Conventional Hydroelectric | 32.5 | 42 | Electric Utility
27813 | USCE-Mobile District | 761 | Walter F George | 4 | Conventional Hydroelectric | 32.5 | 42 | Electric Utility
27813 | USCE-Mobile District | 6130 | Carters | 1 | Conventional Hydroelectric | 125 | 143 | Electric Utility
27813 | USCE-Mobile District | 6130 | Carters | 2 | Conventional Hydroelectric | 125 | 143 | Electric Utility
27813 | USCE-Mobile District | 6130 | Carters | 3 | Hydroelectric Pumped Storage | 125 | 143 | Electric Utility
27813 | USCE-Mobile District | 6130 | Carters | 4 | Hydroelectric Pumped Storage | 125 | 143 | Electric Utility
27813 | USCE-Mobile District | 6131 | Jones Bluff | 1 | Conventional Hydroelectric | 20.5 | 20.5 | Electric Utility
27813 | USCE-Mobile District | 6131 | Jones Bluff | 2 | Conventional Hydroelectric | 20.5 | 20.5 | Electric Utility
27813 | USCE-Mobile District | 6131 | Jones Bluff | 3 | Conventional Hydroelectric | 20.5 | 20.5 | Electric Utility
27813 | USCE-Mobile District | 6131 | Jones Bluff | 4 | Conventional Hydroelectric | 20.5 | 20.5 | Electric Utility
27813 | USCE-Mobile District | 6133 | West Point (GA) | 1 | Conventional Hydroelectric | 3.3 | 3 | Electric Utility
27813 | USCE-Mobile District | 6133 | West Point (GA) | 2 | Conventional Hydroelectric | 35 | 42 | Electric Utility
27813 | USCE-Mobile District | 6133 | West Point (GA) | 3 | Conventional Hydroelectric | 35 | 42 | Electric Utility
28473 | Williams Field Services Co | 50205 | Williams Ignacio Natural Gas Plant | 7101 | All Other | 6.1 | 6.1 | Industrial Non-CHP
28473 | Williams Field Services Co | 54814 | Milagro Cogeneration Plant | GENA | Natural Gas Fired Combustion Turbine | 30.4 | 30.4 | IPP CHP
28473 | Williams Field Services Co | 54814 | Milagro Cogeneration Plant | GENB | Natural Gas Fired Combustion Turbine | 30.4 | 30.4 | IPP CHP
28473 | Williams Field Services Co | 54814 | Milagro Cogeneration Plant | GO1A | Natural Gas Fired Combustion Turbine | 30.4 | 30.4 | IPP CHP
28473 | Williams Field Services Co | 54814 | Milagro Cogeneration Plant | GO1B | Natural Gas Fired Combustion Turbine | 30.4 | 30.4 | IPP CHP
28541 | Clatskanie Peoples Util Dist | 56223 | Alden Bailey Power Plant | LOKI | Natural Gas Fired Combustion Turbine | 10.9 | 9.8 | Electric Utility
28764 | Pine Bluff Energy LLC | 55075 | Pine Bluff Energy Center | CT01 | Natural Gas Fired Combined Cycle | 180 | 145 | IPP CHP
28764 | Pine Bluff Energy LLC | 55075 | Pine Bluff Energy Center | ST01 | Natural Gas Fired Combined Cycle | 56 | 47 | IPP CHP
29116 | Colorado Energy Management LLC | 56041 | Malburg | M1 | Natural Gas Fired Combined Cycle | 50 | 45 | IPP Non-CHP
29116 | Colorado Energy Management LLC | 56041 | Malburg | M2 | Natural Gas Fired Combined Cycle | 50 | 45 | IPP Non-CHP
29116 | Colorado Energy Management LLC | 56041 | Malburg | M3 | Natural Gas Fired Combined Cycle | 58.8 | 53 | IPP Non-CHP
29122 | Morgan Energy Center LLC | 55293 | Morgan Energy Center | CTG1 | Natural Gas Fired Combined Cycle | 210 | 161 | IPP CHP
29122 | Morgan Energy Center LLC | 55293 | Morgan Energy Center | CTG2 | Natural Gas Fired Combined Cycle | 210 | 161 | IPP CHP
29122 | Morgan Energy Center LLC | 55293 | Morgan Energy Center | CTG3 | Natural Gas Fired Combined Cycle | 210 | 161 | IPP CHP
29122 | Morgan Energy Center LLC | 55293 | Morgan Energy Center | STG1 | Natural Gas Fired Combined Cycle | 270 | 266 | IPP CHP
29295 | City of Wells - (MN) | 2020 | Wells IC | 1 | Petroleum Liquids | 1.3 | 1.3 | Electric Utility
29295 | City of Wells - (MN) | 2020 | Wells IC | 2 | Petroleum Liquids | 1.3 | 1.3 | Electric Utility
29295 | City of Wells - (MN) | 2020 | Wells IC | 3 | Petroleum Liquids | 1.1 | 1.1 | Electric Utility
29295 | City of Wells - (MN) | 2020 | Wells IC | 4 | Petroleum Liquids | 2.3 | 2.1 | Electric Utility
29295 | City of Wells - (MN) | 2020 | Wells IC | 5 | Petroleum Liquids | 2.3 | 2.3 | Electric Utility
29297 | Pelican Utility | 6702 | Pelican | IC6 | Petroleum Liquids | 0.4 | 0.4 | Electric Utility
29297 | Pelican Utility | 6702 | Pelican | IC7 | Petroleum Liquids | 0.4 | 0.4 | Electric Utility
29297 | Pelican Utility | 6702 | Pelican | IC8 | Petroleum Liquids | 0.2 | 0.2 | Electric Utility
29305 | City of Madelia - (MN) | 30 | Madelia | 1 | Natural Gas Internal Combustion Engine | 3.1 | 3.1 | Electric Utility
29305 | City of Madelia - (MN) | 30 | Madelia | 2 | Natural Gas Internal Combustion Engine | 2 | 1.5 | Electric Utility
29305 | City of Madelia - (MN) | 30 | Madelia | 3 | Natural Gas Internal Combustion Engine | 1.1 | 0.9 | Electric Utility
29305 | City of Madelia - (MN) | 30 | Madelia | 4 | Natural Gas Internal Combustion Engine | 4.3 | 3.7 | Electric Utility
29305 | City of Madelia - (MN) | 30 | Madelia | 5 | Natural Gas Internal Combustion Engine | 1.3 | 1.1 | Electric Utility
29729 | Davenport City of | 55035 | Davenport Water Pollution Control Plant | GEN1 | Other Waste Biomass | 0.8 | 0.8 | Commercial CHP
29729 | Davenport City of | 55035 | Davenport Water Pollution Control Plant | GEN2 | Other Waste Biomass | 0.8 | 0.8 | Commercial CHP
29767 | Illinois Institute-Technology | 52021 | ITT Cogen Facility | GEN1 | Natural Gas Fired Combustion Turbine | 3.7 | 3.5 | Commercial CHP
29767 | Illinois Institute-Technology | 52021 | ITT Cogen Facility | GEN2 | Natural Gas Fired Combustion Turbine | 3.7 | 3.5 | Commercial CHP
29849 | Wasatch Integrated Waste Management | 55302 | Wasatch Energy Systems Energy Recovery | 1 | Municipal Solid Waste | 1.6 | 1.4 | IPP CHP
29925 | Enterprise Products Optg LP | 10261 | Enterprise Products Operating | GEN1 | Natural Gas Fired Combustion Turbine | 2.5 | 2.3 | Industrial CHP
29925 | Enterprise Products Optg LP | 10261 | Enterprise Products Operating | GEN2 | Natural Gas Fired Combustion Turbine | 2.5 | 2.3 | Industrial CHP
29925 | Enterprise Products Optg LP | 10261 | Enterprise Products Operating | GEN3 | Natural Gas Fired Combustion Turbine | 3.4 | 3 | Industrial CHP
29925 | Enterprise Products Optg LP | 10261 | Enterprise Products Operating | GEN4 | Natural Gas Fired Combustion Turbine | 3.4 | 3 | Industrial CHP
29925 | Enterprise Products Optg LP | 10261 | Enterprise Products Operating | GEN5 | Natural Gas Fired Combustion Turbine | 3.4 | 3 | Industrial CHP
29925 | Enterprise Products Optg LP | 10261 | Enterprise Products Operating | GEN6 | Natural Gas Fired Combustion Turbine | 3.5 | 3 | Industrial CHP
29925 | Enterprise Products Optg LP | 10261 | Enterprise Products Operating | GEN7 | Natural Gas Fired Combustion Turbine | 3.5 | 3 | Industrial CHP
29925 | Enterprise Products Optg LP | 10261 | Enterprise Products Operating | GEN8 | Natural Gas Fired Combustion Turbine | 3.5 | 3 | Industrial CHP
29925 | Enterprise Products Optg LP | 54705 | Toca Plant | EG-1 | Natural Gas Internal Combustion Engine | 0.8 | 0.8 | Industrial Non-CHP
29925 | Enterprise Products Optg LP | 54705 | Toca Plant | EG-3 | Natural Gas Internal Combustion Engine | 0.8 | 0.8 | Industrial Non-CHP
29925 | Enterprise Products Optg LP | 54705 | Toca Plant | EG-4 | Natural Gas Internal Combustion Engine | 0.7 | 0.7 | Industrial Non-CHP
29925 | Enterprise Products Optg LP | 54705 | Toca Plant | EG2A | Natural Gas Internal Combustion Engine | 0.5 | 0.5 | Industrial Non-CHP
29925 | Enterprise Products Optg LP | 56139 | Neptune Gas Processing Plant | NPCG | All Other | 4.5 | 3.1 | Industrial Non-CHP
29926 | Entergy Nuclear Generation Co | 1590 | Pilgrim Nuclear Power Station | 1 | Nuclear | 670 | 677.6 | IPP Non-CHP
30002 | International Paper Co | 50398 | International Paper Savanna Mill | GE10 | Wood/Wood Waste Biomass | 82.8 | 82.7 | Industrial CHP
30002 | International Paper Co | 50398 | International Paper Savanna Mill | GEN9 | Conventional Steam Coal | 71.2 | 71.2 | Industrial CHP
30038 | Rock-Tenn Co | 54513 | Rock-Tenn | E-1 | Natural Gas Internal Combustion Engine | 0.7 | 0.7 | Industrial Non-CHP
30038 | Rock-Tenn Co | 54513 | Rock-Tenn | E2-A | Natural Gas Internal Combustion Engine | 0.7 | 0.7 | Industrial Non-CHP
30038 | Rock-Tenn Co | 54513 | Rock-Tenn | E2-B | Natural Gas Internal Combustion Engine | 0.7 | 0.7 | Industrial Non-CHP
30038 | Rock-Tenn Co | 54513 | Rock-Tenn | E3 | Natural Gas Internal Combustion Engine | 0.8 | 0.8 | Industrial Non-CHP
30052 | Huntsman Corp | 54637 | JCO Oxides Olefins Plant | GCG1 | Natural Gas Fired Combustion Turbine | 38.6 | 30.5 | Industrial CHP
30052 | Huntsman Corp | 54637 | JCO Oxides Olefins Plant | GCG2 | Natural Gas Fired Combustion Turbine | 38.6 | 30.5 | Industrial CHP
30067 | Rolls Royce Corp | 54286 | Rolls Royce | N8OT | Landfill Gas | 5 | 4 | Industrial CHP
30076 | Calleguas Mun Water District | 50375 | East Portal Generator | GEN1 | Conventional Hydroelectric | 1.2 | 1.2 | IPP Non-CHP
30076 | Calleguas Mun Water District | 56125 | Springville Hydroelectric | 4152 | Conventional Hydroelectric | 1 | 1 | IPP Non-CHP
30150 | CBY DBA Yakutat Power | 6637 | Yakutat | 2B | Petroleum Liquids | 0.8 | 0.8 | Electric Utility
30150 | CBY DBA Yakutat Power | 6637 | Yakutat | 3A | Petroleum Liquids | 0.6 | 0.6 | Electric Utility
30150 | CBY DBA Yakutat Power | 6637 | Yakutat | 6 | Petroleum Liquids | 1.2 | 1.2 | Electric Utility
30150 | CBY DBA Yakutat Power | 6637 | Yakutat | 7 | Petroleum Liquids | 1.2 | 1.2 | Electric Utility
30151 | Tri-State G & T Assn, Inc | 87 | Escalante | 1 | Conventional Steam Coal | 257 | 247 | Electric Utility
30151 | Tri-State G & T Assn, Inc | 527 | Nucla | 1 | Conventional Steam Coal | 11.5 | 12 | Electric Utility
30151 | Tri-State G & T Assn, Inc | 527 | Nucla | 2 | Conventional Steam Coal | 11.5 | 12 | Electric Utility
30151 | Tri-State G & T Assn, Inc | 527 | Nucla | 3 | Conventional Steam Coal | 11.5 | 12 | Electric Utility
30151 | Tri-State G & T Assn, Inc | 527 | Nucla | ST4 | Conventional Steam Coal | 79.3 | 64 | Electric Utility
30151 | Tri-State G & T Assn, Inc | 6021 | Craig (CO) | 1 | Conventional Steam Coal | 446.4 | 428 | Electric Utility
30151 | Tri-State G & T Assn, Inc | 6021 | Craig (CO) | 2 | Conventional Steam Coal | 446.4 | 428 | Electric Utility
30151 | Tri-State G & T Assn, Inc | 6021 | Craig (CO) | 3 | Conventional Steam Coal | 534.8 | 448 | Electric Utility
30151 | Tri-State G & T Assn, Inc | 6619 | Burlington (CO) | 1 | Petroleum Liquids | 64.7 | 50 | Electric Utility
30151 | Tri-State G & T Assn, Inc | 6619 | Burlington (CO) | 2 | Petroleum Liquids | 64.7 | 50 | Electric Utility
30151 | Tri-State G & T Assn, Inc | 7975 | Pyramid | 1 | Natural Gas Fired Combustion Turbine | 46.5 | 39.5 | Electric Utility
30151 | Tri-State G & T Assn, Inc | 7975 | Pyramid | 2 | Natural Gas Fired Combustion Turbine | 46.5 | 39.5 | Electric Utility
30151 | Tri-State G & T Assn, Inc | 7975 | Pyramid | 3 | Natural Gas Fired Combustion Turbine | 46.5 | 39.5 | Electric Utility
30151 | Tri-State G & T Assn, Inc | 7975 | Pyramid | 4 | Natural Gas Fired Combustion Turbine | 46.5 | 39.5 | Electric Utility
30151 | Tri-State G & T Assn, Inc | 10755 | Rifle Generating Station | GT2 | Natural Gas Fired Combined Cycle | 15 | 13 | Electric Utility
30151 | Tri-State G & T Assn, Inc | 10755 | Rifle Generating Station | GT3 | Natural Gas Fired Combined Cycle | 15 | 13 | Electric Utility
30151 | Tri-State G & T Assn, Inc | 10755 | Rifle Generating Station | GT4 | Natural Gas Fired Combined Cycle | 15 | 13 | Electric Utility
30151 | Tri-State G & T Assn, Inc | 10755 | Rifle Generating Station | ST1 | Natural Gas Fired Combined Cycle | 39 | 21.2 | Electric Utility
30151 | Tri-State G & T Assn, Inc | 50707 | JM Shafer Generating Station | LMA | Natural Gas Fired Combined Cycle | 58.5 | 31.8 | Electric Utility
30151 | Tri-State G & T Assn, Inc | 50707 | JM Shafer Generating Station | LMB | Natural Gas Fired Combined Cycle | 58.5 | 31.8 | Electric Utility
30151 | Tri-State G & T Assn, Inc | 50707 | JM Shafer Generating Station | LMC | Natural Gas Fired Combined Cycle | 58.5 | 31.8 | Electric Utility
30151 | Tri-State G & T Assn, Inc | 50707 | JM Shafer Generating Station | LMD | Natural Gas Fired Combined Cycle | 58.5 | 31.8 | Electric Utility
30151 | Tri-State G & T Assn, Inc | 50707 | JM Shafer Generating Station | LME | Natural Gas Fired Combined Cycle | 58.5 | 31.8 | Electric Utility
30151 | Tri-State G & T Assn, Inc | 50707 | JM Shafer Generating Station | STA | Natural Gas Fired Combined Cycle | 52.2 | 52 | Electric Utility
30151 | Tri-State G & T Assn, Inc | 50707 | JM Shafer Generating Station | STB | Natural Gas Fired Combined Cycle | 52.2 | 52 | Electric Utility
30151 | Tri-State G & T Assn, Inc | 55504 | Limon Generating Station | L1 | Natural Gas Fired Combustion Turbine | 77.1 | 67 | Electric Utility
30151 | Tri-State G & T Assn, Inc | 55504 | Limon Generating Station | L2 | Natural Gas Fired Combustion Turbine | 77.1 | 67 | Electric Utility
30151 | Tri-State G & T Assn, Inc | 55505 | Frank Knutson | BR1 | Natural Gas Fired Combustion Turbine | 77.1 | 67 | Electric Utility
30151 | Tri-State G & T Assn, Inc | 55505 | Frank Knutson | BR2 | Natural Gas Fired Combustion Turbine | 77.1 | 67 | Electric Utility
30151 | Tri-State G & T Assn, Inc | 57476 | TSGT Mobile Generator #15 | M15G | Petroleum Liquids | 2 | 2 | Electric Utility
30347 | Olcese Water District | 50037 | Rio Bravo Hydro Project | UNT1 | Conventional Hydroelectric | 7 | 6.7 | IPP Non-CHP
30347 | Olcese Water District | 50037 | Rio Bravo Hydro Project | UNT2 | Conventional Hydroelectric | 7 | 6.7 | IPP Non-CHP
31216 | Mascoma Hydro Corp | 54471 | Mascoma Hydro | 01 | Conventional Hydroelectric | 0.5 | 0.5 | IPP Non-CHP
31216 | Mascoma Hydro Corp | 54471 | Mascoma Hydro | 02 | Conventional Hydroelectric | 0.5 | 0.5 | IPP Non-CHP
31216 | Mascoma Hydro Corp | 54471 | Mascoma Hydro | 03 | Conventional Hydroelectric | 0.5 | 0.5 | IPP Non-CHP
31386 | Tenaska Alabama Partners LP | 55271 | Tenaska Lindsay Hill Generating Station | GTG1 | Natural Gas Fired Combined Cycle | 183.1 | 152 | IPP Non-CHP
31386 | Tenaska Alabama Partners LP | 55271 | Tenaska Lindsay Hill Generating Station | GTG2 | Natural Gas Fired Combined Cycle | 183.1 | 152 | IPP Non-CHP
31386 | Tenaska Alabama Partners LP | 55271 | Tenaska Lindsay Hill Generating Station | GTG3 | Natural Gas Fired Combined Cycle | 183.1 | 149 | IPP Non-CHP
31386 | Tenaska Alabama Partners LP | 55271 | Tenaska Lindsay Hill Generating Station | STG1 | Natural Gas Fired Combined Cycle | 390.1 | 392 | IPP Non-CHP
31431 | K-W Co | 55007 | K W Company | LS1 | Conventional Hydroelectric | 0.1 | 0.1 | IPP Non-CHP
31431 | K-W Co | 55007 | K W Company | LS2 | Conventional Hydroelectric | 0.1 | 0.1 | IPP Non-CHP
31431 | K-W Co | 55007 | K W Company | LS3 | Conventional Hydroelectric | 0.1 | 0.1 | IPP Non-CHP
31431 | K-W Co | 55007 | K W Company | LS4 | Conventional Hydroelectric | 0.1 | 0.1 | IPP Non-CHP
31431 | K-W Co | 55007 | K W Company | LS5 | Conventional Hydroelectric | 0.1 | 0.1 | IPP Non-CHP
31431 | K-W Co | 55007 | K W Company | UE5 | Conventional Hydroelectric | 0.1 | 0.1 | IPP Non-CHP
31431 | K-W Co | 55007 | K W Company | UW1 | Conventional Hydroelectric | 0.2 | 0.2 | IPP Non-CHP
31431 | K-W Co | 55007 | K W Company | UW2 | Conventional Hydroelectric | 0.2 | 0.2 | IPP Non-CHP
31431 | K-W Co | 55007 | K W Company | UW3 | Conventional Hydroelectric | 0.2 | 0.2 | IPP Non-CHP
31431 | K-W Co | 55007 | K W Company | UW4 | Conventional Hydroelectric | 0.2 | 0.2 | IPP Non-CHP
31518 | Fort Smith City of | 54283 | Lee Creek Water Treatment Facility | 0209 | Conventional Hydroelectric | 1.3 | 1.3 | IPP Non-CHP
31613 | Washington Cnty Wtr Consv Dist | 52039 | Quail Creek Hydro Plant #1 | 1 | Conventional Hydroelectric | 2.3 | 2.3 | IPP Non-CHP
31719 | FPL Energy Wyman LLC | 1507 | William F Wyman | 1 | Petroleum Liquids | 50 | 50.1 | IPP Non-CHP
31719 | FPL Energy Wyman LLC | 1507 | William F Wyman | 2 | Petroleum Liquids | 50 | 50.1 | IPP Non-CHP
31719 | FPL Energy Wyman LLC | 1507 | William F Wyman | 3 | Petroleum Liquids | 113.6 | 109 | IPP Non-CHP
31719 | FPL Energy Wyman LLC | 1507 | William F Wyman | 4 | Petroleum Liquids | 632.4 | 602.1 | IPP Non-CHP
32080 | Cellu Tissue Corporation | 54878 | Cellu Tissue Natural Dam | 01 | Conventional Hydroelectric | 0.4 | 0.4 | Industrial Non-CHP
32080 | Cellu Tissue Corporation | 54878 | Cellu Tissue Natural Dam | 02 | Conventional Hydroelectric | 0.3 | 0.3 | Industrial Non-CHP
32080 | Cellu Tissue Corporation | 54878 | Cellu Tissue Natural Dam | 03 | Conventional Hydroelectric | 0.3 | 0.3 | Industrial Non-CHP
32173 | New Athens Generating Company LLC | 55405 | Athens Generating Plant | CT1 | Natural Gas Fired Combined Cycle | 300 | 258 | IPP Non-CHP
32173 | New Athens Generating Company LLC | 55405 | Athens Generating Plant | CT2 | Natural Gas Fired Combined Cycle | 300 | 258 | IPP Non-CHP
32173 | New Athens Generating Company LLC | 55405 | Athens Generating Plant | CT3 | Natural Gas Fired Combined Cycle | 300 | 258 | IPP Non-CHP
32173 | New Athens Generating Company LLC | 55405 | Athens Generating Plant | ST1 | Natural Gas Fired Combined Cycle | 141 | 121.3 | IPP Non-CHP
32173 | New Athens Generating Company LLC | 55405 | Athens Generating Plant | ST2 | Natural Gas Fired Combined Cycle | 141 | 121.3 | IPP Non-CHP
32173 | New Athens Generating Company LLC | 55405 | Athens Generating Plant | ST3 | Natural Gas Fired Combined Cycle | 141 | 121.3 | IPP Non-CHP
32487 | Gaylord Entertainment Co | 55037 | Opryland USA | GTO1 | Natural Gas Fired Combustion Turbine | 4.5 | 3.1 | Commercial CHP
32501 | Air Liquide America Corp | 56248 | Shell Chemical | 101G | Natural Gas Fired Combustion Turbine | 40 | 34.5 | Industrial CHP
32501 | Air Liquide America Corp | 56248 | Shell Chemical | 201G | Natural Gas Fired Combustion Turbine | 40 | 34.5 | Industrial CHP
32790 | New Harquahala Generating Co, LLC | 55372 | Harquahala Generating Project | CTG1 | Natural Gas Fired Combined Cycle | 281.7 | 220 | IPP Non-CHP
32790 | New Harquahala Generating Co, LLC | 55372 | Harquahala Generating Project | CTG2 | Natural Gas Fired Combined Cycle | 281.7 | 220 | IPP Non-CHP
32790 | New Harquahala Generating Co, LLC | 55372 | Harquahala Generating Project | CTG3 | Natural Gas Fired Combined Cycle | 281.7 | 220 | IPP Non-CHP
32790 | New Harquahala Generating Co, LLC | 55372 | Harquahala Generating Project | STG1 | Natural Gas Fired Combined Cycle | 160 | 120 | IPP Non-CHP
32790 | New Harquahala Generating Co, LLC | 55372 | Harquahala Generating Project | STG2 | Natural Gas Fired Combined Cycle | 160 | 120 | IPP Non-CHP
32790 | New Harquahala Generating Co, LLC | 55372 | Harquahala Generating Project | STG3 | Natural Gas Fired Combined Cycle | 160 | 120 | IPP Non-CHP
34012 | FPL Energy MH50 LP | 50074 | Marcus Hook Refinery Cogen | GEN1 | Natural Gas Fired Combustion Turbine | 50.5 | 48 | IPP CHP
34012 | FPL Energy MH50 LP | 58569 | Paradise Solar Energy Center | 1 | Solar Photovoltaic | 5 | 5 | IPP Non-CHP
34028 | Calhoun Power Co LLC | 55409 | Calhoun Energy Center | CAL1 | Natural Gas Fired Combustion Turbine | 187 | 158 | IPP Non-CHP
34028 | Calhoun Power Co LLC | 55409 | Calhoun Energy Center | CAL2 | Natural Gas Fired Combustion Turbine | 187 | 158 | IPP Non-CHP
34028 | Calhoun Power Co LLC | 55409 | Calhoun Energy Center | CAL3 | Natural Gas Fired Combustion Turbine | 187 | 158 | IPP Non-CHP
34028 | Calhoun Power Co LLC | 55409 | Calhoun Energy Center | CAL4 | Natural Gas Fired Combustion Turbine | 187 | 158 | IPP Non-CHP
34164 | Elk Hills Power LLC | 55400 | Elk Hills Power LLC | CTG1 | Natural Gas Fired Combined Cycle | 199 | 156 | IPP CHP
34164 | Elk Hills Power LLC | 55400 | Elk Hills Power LLC | CTG2 | Natural Gas Fired Combined Cycle | 199 | 156 | IPP CHP
34164 | Elk Hills Power LLC | 55400 | Elk Hills Power LLC | STG | All Other | 225 | 213 | IPP CHP
34359 | Curators of the University of Missouri | 50969 | MU Combined Heat and Power Plant | DGT1 | Petroleum Liquids | 2 | 2 | Commercial CHP
34359 | Curators of the University of Missouri | 50969 | MU Combined Heat and Power Plant | GEN1 | Conventional Steam Coal | 6.2 | 6 | Commercial CHP
34359 | Curators of the University of Missouri | 50969 | MU Combined Heat and Power Plant | GEN2 | Conventional Steam Coal | 12.5 | 12.2 | Commercial CHP
34359 | Curators of the University of Missouri | 50969 | MU Combined Heat and Power Plant | GEN3 | Conventional Steam Coal | 19.8 | 19.2 | Commercial CHP
34359 | Curators of the University of Missouri | 50969 | MU Combined Heat and Power Plant | GEN4 | Conventional Steam Coal | 14.5 | 13.3 | Commercial CHP
34359 | Curators of the University of Missouri | 50969 | MU Combined Heat and Power Plant | GEN6 | Petroleum Liquids | 0.5 | 0.5 | Commercial CHP
34359 | Curators of the University of Missouri | 50969 | MU Combined Heat and Power Plant | GEN7 | Petroleum Liquids | 1 | 1 | Commercial CHP
34359 | Curators of the University of Missouri | 50969 | MU Combined Heat and Power Plant | NTG1 | Natural Gas Fired Combustion Turbine | 17.3 | 11.4 | Commercial CHP
34359 | Curators of the University of Missouri | 50969 | MU Combined Heat and Power Plant | NTG2 | Natural Gas Fired Combustion Turbine | 17.3 | 11.4 | Commercial CHP
34437 | Aeroturbine Energy Corporation | 56214 | Aeroturbine | WT120 | Onshore Wind Turbine | 4.7 | 4.7 | IPP Non-CHP
34505 | Edison Mission Energy | 54793 | Storm Lake 1 | 2 | Onshore Wind Turbine | 0.7 | 0.7 | IPP Non-CHP
34505 | Edison Mission Energy | 54793 | Storm Lake 1 | 3 | Onshore Wind Turbine | 0.7 | 0.7 | IPP Non-CHP
34505 | Edison Mission Energy | 54793 | Storm Lake 1 | EXIS | Onshore Wind Turbine | 112.5 | 108 | IPP Non-CHP
34505 | Edison Mission Energy | 56199 | TG Windfarm LLC | 1 | Onshore Wind Turbine | 2 | 2 | IPP Non-CHP
34505 | Edison Mission Energy | 56200 | CG Windfarm LLC | I | Onshore Wind Turbine | 2 | 2 | IPP Non-CHP
34505 | Edison Mission Energy | 56201 | Bisson Windfarm LLC | I | Onshore Wind Turbine | 2 | 2 | IPP Non-CHP
34505 | Edison Mission Energy | 56203 | Westridge Windfarm LLC | 1 | Onshore Wind Turbine | 2 | 2 | IPP Non-CHP
34505 | Edison Mission Energy | 56206 | K-Brink Windfarm LLC | 1 | Onshore Wind Turbine | 2 | 2 | IPP Non-CHP
34505 | Edison Mission Energy | 56209 | Boeve Windfarm LLC | 1 | Onshore Wind Turbine | 2 | 2 | IPP Non-CHP
34505 | Edison Mission Energy | 56304 | San Juan Mesa | 1 | Onshore Wind Turbine | 120 | 120 | IPP Non-CHP
34505 | Edison Mission Energy | 56432 | Wildorado Wind Ranch | 1 | Onshore Wind Turbine | 161 | 161 | IPP Non-CHP
34505 | Edison Mission Energy | 56543 | Eastridge Wind Project | 1 | Onshore Wind Turbine | 10.4 | 10.4 | IPP Non-CHP
34505 | Edison Mission Energy | 56544 | Windom Wind Project | 1 | Onshore Wind Turbine | 15.6 | 15.6 | IPP Non-CHP
34505 | Edison Mission Energy | 56621 | Sleeping Bear LLC | 1 | Onshore Wind Turbine | 94.5 | 94.5 | IPP Non-CHP
34505 | Edison Mission Energy | 56699 | Forward Windpower LLC | 1 | Onshore Wind Turbine | 29.4 | 29.4 | IPP Non-CHP
34505 | Edison Mission Energy | 56700 | Lookout Windpower LLC | 1 | Onshore Wind Turbine | 37.8 | 37.8 | IPP Non-CHP
34505 | Edison Mission Energy | 56750 | Jeffers Wind 20 LLC | 1 | Onshore Wind Turbine | 50 | 50 | IPP Non-CHP
34505 | Edison Mission Energy | 56751 | Spanish Fork Wind Park 2 LLC | 1 | Onshore Wind Turbine | 18.9 | 18.9 | IPP Non-CHP
34505 | Edison Mission Energy | 56752 | Mountain Wind Power LLC | 1 | Onshore Wind Turbine | 61 | 61 | IPP Non-CHP
34505 | Edison Mission Energy | 56753 | Mountain Wind Power II LLC | 1 | Onshore Wind Turbine | 80 | 80 | IPP Non-CHP
34505 | Edison Mission Energy | 56754 | Goat Wind LP | 1 | Onshore Wind Turbine | 80 | 80 | IPP Non-CHP
34505 | Edison Mission Energy | 56754 | Goat Wind LP | 2 | Onshore Wind Turbine | 69.6 | 69.6 | IPP Non-CHP
34505 | Edison Mission Energy | 56755 | Odin Wind Farm | 1 | Onshore Wind Turbine | 20 | 20 | IPP Non-CHP
34505 | Edison Mission Energy | 56859 | Crosswind Energy Project | 1 | Onshore Wind Turbine | 21 | 21 | IPP Non-CHP
34505 | Edison Mission Energy | 56860 | Hardin Hilltop Wind LLC | 1 | Onshore Wind Turbine | 14.7 | 14.7 | IPP Non-CHP
34505 | Edison Mission Energy | 56945 | High Lonesome Mesa LLC | 1 | Onshore Wind Turbine | 100 | 100 | IPP Non-CHP
34505 | Edison Mission Energy | 56946 | Buffalo Bear LLC | 1 | Onshore Wind Turbine | 18.9 | 18.9 | IPP Non-CHP
34505 | Edison Mission Energy | 56947 | Elkhorn Ridge Wind LLC | 1 | Onshore Wind Turbine | 81 | 81 | IPP Non-CHP
34505 | Edison Mission Energy | 57260 | Cedro Hill Wind LLC | 1 | Onshore Wind Turbine | 150 | 150 | IPP Non-CHP
34505 | Edison Mission Energy | 57261 | Taloga Wind LLC | 1 | Onshore Wind Turbine | 130 | 130 | IPP Non-CHP
34505 | Edison Mission Energy | 57262 | Laredo Ridge Wind LLC | 1 | Onshore Wind Turbine | 79.9 | 79.9 | IPP Non-CHP
34505 | Edison Mission Energy | 57278 | Crofton Bluffs Wind LLC | CWET1 | Onshore Wind Turbine | 40 | 40 | IPP Non-CHP
34505 | Edison Mission Energy | 57385 | Community Wind North LLC | 34505 | Onshore Wind Turbine | 30 | 30 | IPP Non-CHP
34505 | Edison Mission Energy | 57515 | Walnut Creek Energy Park | GT1 | Natural Gas Fired Combustion Turbine | 100 | 97 | IPP Non-CHP
34505 | Edison Mission Energy | 57515 | Walnut Creek Energy Park | GT2 | Natural Gas Fired Combustion Turbine | 100 | 97 | IPP Non-CHP
34505 | Edison Mission Energy | 57515 | Walnut Creek Energy Park | GT3 | Natural Gas Fired Combustion Turbine | 100 | 97 | IPP Non-CHP
34505 | Edison Mission Energy | 57515 | Walnut Creek Energy Park | GT4 | Natural Gas Fired Combustion Turbine | 100 | 97 | IPP Non-CHP
34505 | Edison Mission Energy | 57515 | Walnut Creek Energy Park | GT5 | Natural Gas Fired Combustion Turbine | 100 | 97 | IPP Non-CHP
34505 | Edison Mission Energy | 57593 | Broken Bow Wind LLC | 1 | Onshore Wind Turbine | 79.9 | 79.9 | IPP Non-CHP
34505 | Edison Mission Energy | 57595 | Pinnacle Wind Force LLC | 1 | Onshore Wind Turbine | 55.2 | 55.2 | IPP Non-CHP
34612 | Sheldon Vermont Hydro Co., Inc. | 10494 | Sheldon Springs Hydroelectric | IG-1 | Conventional Hydroelectric | 1.8 | 1.7 | IPP Non-CHP
34612 | Sheldon Vermont Hydro Co., Inc. | 10494 | Sheldon Springs Hydroelectric | IG-2 | Conventional Hydroelectric | 1.8 | 1.7 | IPP Non-CHP
34612 | Sheldon Vermont Hydro Co., Inc. | 10494 | Sheldon Springs Hydroelectric | IG-3 | Conventional Hydroelectric | 0.2 | 0.2 | IPP Non-CHP
34612 | Sheldon Vermont Hydro Co., Inc. | 10494 | Sheldon Springs Hydroelectric | SG-1 | Conventional Hydroelectric | 10.2 | 9.7 | IPP Non-CHP
34612 | Sheldon Vermont Hydro Co., Inc. | 10494 | Sheldon Springs Hydroelectric | SG-2 | Conventional Hydroelectric | 10.2 | 9.7 | IPP Non-CHP
34612 | Sheldon Vermont Hydro Co., Inc. | 10494 | Sheldon Springs Hydroelectric | SG-3 | Conventional Hydroelectric | 1 | 1 | IPP Non-CHP
34672 | DTE Energy Services | 50407 | Mobile Energy Services LLC | GEN5 | Wood/Wood Waste Biomass | 61 | 56.1 | IPP CHP
34672 | DTE Energy Services | 50407 | Mobile Energy Services LLC | GEN6 | Wood/Wood Waste Biomass | 35.7 | 33.2 | IPP CHP
34688 | CHI Energy Inc | 10538 | Dexter Plant | GEN1 | Conventional Hydroelectric | 0.5 | 0.5 | IPP Non-CHP
34688 | CHI Energy Inc | 10538 | Dexter Plant | GEN2 | Conventional Hydroelectric | 0.5 | 0.5 | IPP Non-CHP
34688 | CHI Energy Inc | 10538 | Dexter Plant | GEN3 | Conventional Hydroelectric | 0.2 | 0.2 | IPP Non-CHP
34688 | CHI Energy Inc | 10538 | Dexter Plant | GEN4 | Conventional Hydroelectric | 0.2 | 0.2 | IPP Non-CHP
34688 | CHI Energy Inc | 10538 | Dexter Plant | GEN5 | Conventional Hydroelectric | 0.2 | 0.2 | IPP Non-CHP
34688 | CHI Energy Inc | 10538 | Dexter Plant | GEN6 | Conventional Hydroelectric | 1.3 | 1.2 | IPP Non-CHP
34688 | CHI Energy Inc | 10538 | Dexter Plant | GEN7 | Conventional Hydroelectric | 1.3 | 1.2 | IPP Non-CHP
34688 | CHI Energy Inc | 10539 | Theresa Plant | GEN1 | Conventional Hydroelectric | 1 | 1 | IPP Non-CHP
34688 | CHI Energy Inc | 10539 | Theresa Plant | GEN2 | Conventional Hydroelectric | 0.3 | 0.3 | IPP Non-CHP
34688 | CHI Energy Inc | 10540 | Diamond Island Plant | GEN1 | Conventional Hydroelectric | 0.4 | 0.4 | IPP Non-CHP
34688 | CHI Energy Inc | 10540 | Diamond Island Plant | GEN2 | Conventional Hydroelectric | 0.4 | 0.4 | IPP Non-CHP
34688 | CHI Energy Inc | 10540 | Diamond Island Plant | GEN3 | Conventional Hydroelectric | 0.4 | 0.4 | IPP Non-CHP
34688 | CHI Energy Inc | 10544 | Hailesboro 4 Plant | GEN1 | Conventional Hydroelectric | 0.8 | 0.8 | IPP Non-CHP
34688 | CHI Energy Inc | 10544 | Hailesboro 4 Plant | GEN2 | Conventional Hydroelectric | 0.6 | 0.6 | IPP Non-CHP
34688 | CHI Energy Inc | 10545 | Copenhagen Plant | GEN1 | Conventional Hydroelectric | 1.5 | 1.4 | IPP Non-CHP
34688 | CHI Energy Inc | 10545 | Copenhagen Plant | GEN2 | Conventional Hydroelectric | 1.5 | 1.4 | IPP Non-CHP
34688 | CHI Energy Inc | 10545 | Copenhagen Plant | GEN3 | Conventional Hydroelectric | 0.3 | 0.3 | IPP Non-CHP
34688 | CHI Energy Inc | 10546 | Beaver Valley Patterson Dam | GEN1 | Conventional Hydroelectric | 0.4 | 0.4 | IPP Non-CHP
34688 | CHI Energy Inc | 10546 | Beaver Valley Patterson Dam | GEN2 | Conventional Hydroelectric | 0.4 | 0.4 | IPP Non-CHP
34688 | CHI Energy Inc | 10546 | Beaver Valley Patterson Dam | GEN3 | Conventional Hydroelectric | 0.4 | 0.4 | IPP Non-CHP
34688 | CHI Energy Inc | 10547 | Pyrites Plant | GEN1 | Conventional Hydroelectric | 1.2 | 1.1 | IPP Non-CHP
34688 | CHI Energy Inc | 10547 | Pyrites Plant | GEN2 | Conventional Hydroelectric | 3.5 | 3.3 | IPP Non-CHP
34688 | CHI Energy Inc | 10547 | Pyrites Plant | GEN3 | Conventional Hydroelectric | 3.5 | 3.3 | IPP Non-CHP
34688 | CHI Energy Inc | 10687 | Black River Hydro Associates | DE1 | Conventional Hydroelectric | 1.6 | 1.5 | IPP Non-CHP
34688 | CHI Energy Inc | 10687 | Black River Hydro Associates | PL1 | Conventional Hydroelectric | 2.2 | 2.1 | IPP Non-CHP
34688 | CHI Energy Inc | 10687 | Black River Hydro Associates | RI1 | Conventional Hydroelectric | 1.9 | 1.8 | IPP Non-CHP
34688 | CHI Energy Inc | 50079 | Goodyear Lake Plant | GEN1 | Conventional Hydroelectric | 0.8 | 0.8 | IPP Non-CHP
34688 | CHI Energy Inc | 50079 | Goodyear Lake Plant | GEN2 | Conventional Hydroelectric | 0.6 | 0.6 | IPP Non-CHP
34688 | CHI Energy Inc | 55368 | Wethersfield Wind Farm | V47 | Onshore Wind Turbine | 6.6 | 6.6 | IPP Non-CHP
34688 | CHI Energy Inc | 55790 | Fenner Wind | 1 | Onshore Wind Turbine | 30 | 30 | IPP Non-CHP
34689 | Triton Power Co | 50093 | Chateaugay High Falls Hydro | WT | Conventional Hydroelectric | 1.7 | 1.6 | IPP Non-CHP
34691 | Ormat Nevada Inc | 10018 | Desert Peak Power Plant | GEN2 | Geothermal | 15 | 10 | IPP Non-CHP
34691 | Ormat Nevada Inc | 10018 | Desert Peak Power Plant | OEC2 | Geothermal | 11 | 7.5 | IPP Non-CHP
34691 | Ormat Nevada Inc | 10479 | Ples I | T101 | Geothermal | 5 | 4 | IPP Non-CHP
34691 | Ormat Nevada Inc | 10479 | Ples I | T102 | Geothermal | 5 | 4 | IPP Non-CHP
34691 | Ormat Nevada Inc | 10479 | Ples I | T103 | Geothermal | 5 | 4 | IPP Non-CHP
34691 | Ormat Nevada Inc | 10480 | Mammoth Pacific I | GEN1 | Geothermal | 5 | 3.2 | IPP Non-CHP
34691 | Ormat Nevada Inc | 10480 | Mammoth Pacific I | GEN2 | Geothermal | 5 | 3.2 | IPP Non-CHP
34691 | Ormat Nevada Inc | 10481 | Mammoth Pacific II | 1 | Geothermal | 5 | 3 | IPP Non-CHP
34691 | Ormat Nevada Inc | 10481 | Mammoth Pacific II | 2 | Geothermal | 5 | 3 | IPP Non-CHP
34691 | Ormat Nevada Inc | 10481 | Mammoth Pacific II | 3 | Geothermal | 5 | 3 | IPP Non-CHP
34691 | Ormat Nevada Inc | 10481 | Mammoth Pacific II | T101 | Geothermal | 5 | 3.8 | IPP Non-CHP
34691 | Ormat Nevada Inc | 10481 | Mammoth Pacific II | T102 | Geothermal | 5 | 4.6 | IPP Non-CHP
34691 | Ormat Nevada Inc | 10481 | Mammoth Pacific II | T103 | Geothermal | 5 | 4.2 | IPP Non-CHP
34691 | Ormat Nevada Inc | 10763 | Geo East Mesa III | GBU | Geothermal | 8 | 3.2 | IPP Non-CHP
34691 | Ormat Nevada Inc | 10763 | Geo East Mesa III | GEN1 | Geothermal | 21.6 | 13.5 | IPP Non-CHP
34691 | Ormat Nevada Inc | 50654 | Steamboat Hills LP | GEN1 | Geothermal | 14.6 | 5.5 | IPP Non-CHP
34691 | Ormat Nevada Inc | 50654 | Steamboat Hills LP | OEC41 | Geothermal | 5.5 | 2.1 | IPP Non-CHP
34691 | Ormat Nevada Inc | 50762 | Ormesa IH | OE11 | Geothermal | 1.2 | 0.6 | IPP Non-CHP
34691 | Ormat Nevada Inc | 50762 | Ormesa IH | OE12 | Geothermal | 1.2 | 0.6 | IPP Non-CHP
34691 | Ormat Nevada Inc | 50762 | Ormesa IH | OE14 | Geothermal | 1.2 | 0.6 | IPP Non-CHP
34691 | Ormat Nevada Inc | 50762 | Ormesa IH | OE15 | Geothermal | 1.2 | 0.6 | IPP Non-CHP
34691 | Ormat Nevada Inc | 50762 | Ormesa IH | OE21 | Geothermal | 1.2 | 0.6 | IPP Non-CHP
34691 | Ormat Nevada Inc | 50762 | Ormesa IH | OE22 | Geothermal | 1.2 | 0.6 | IPP Non-CHP
34691 | Ormat Nevada Inc | 50762 | Ormesa IH | OE24 | Geothermal | 1.2 | 0.6 | IPP Non-CHP
34691 | Ormat Nevada Inc | 50762 | Ormesa IH | OE25 | Geothermal | 1.2 | 0.6 | IPP Non-CHP
34691 | Ormat Nevada Inc | 50763 | Steamboat 1 | OE11 | Geothermal | 1.2 | 0.9 | IPP Non-CHP
34691 | Ormat Nevada Inc | 50763 | Steamboat 1 | OE12 | Geothermal | 1.2 | 0.9 | IPP Non-CHP
34691 | Ormat Nevada Inc | 50763 | Steamboat 1 | OE13 | Geothermal | 1.2 | 0.9 | IPP Non-CHP
34691 | Ormat Nevada Inc | 50763 | Steamboat 1 | OE14 | Geothermal | 1.2 | 0.9 | IPP Non-CHP
34691 | Ormat Nevada Inc | 50763 | Steamboat 1 | OE21 | Geothermal | 1.2 | 0.9 | IPP Non-CHP
34691 | Ormat Nevada Inc | 50763 | Steamboat 1 | OE22 | Geothermal | 1.2 | 0.9 | IPP Non-CHP
34691 | Ormat Nevada Inc | 50763 | Steamboat 1 | OE23 | Geothermal | 1.2 | 0.9 | IPP Non-CHP
34691 | Ormat Nevada Inc | 50766 | Ormesa I | ITLU1 | Geothermal | 12 | 11.5 | IPP CHP
34691 | Ormat Nevada Inc | 50766 | Ormesa I | ITLU2 | Geothermal | 12 | 8.5 | IPP CHP
34691 | Ormat Nevada Inc | 50766 | Ormesa I | OE31 | Geothermal | 1.2 | 0.7 | IPP CHP
34691 | Ormat Nevada Inc | 50766 | Ormesa I | OE32 | Geothermal | 1.2 | 0.7 | IPP CHP
34691 | Ormat Nevada Inc | 52138 | Steamboat 1A Power Plant | DE31 | Geothermal | 1.2 | 0.9 | IPP Non-CHP
34691 | Ormat Nevada Inc | 52138 | Steamboat 1A Power Plant | DE32 | Geothermal | 1.2 | 0.9 | IPP Non-CHP
34691 | Ormat Nevada Inc | 54038 | Geo East Mesa II | GEN1 | Geothermal | 21.6 | 13.5 | IPP Non-CHP
34691 | Ormat Nevada Inc | 54724 | Ormesa II | OEC21 | Geothermal | 12 | 11.5 | IPP CHP
34691 | Ormat Nevada Inc | 54724 | Ormesa II | OEC22 | Geothermal | 12 | 8.5 | IPP CHP
34691 | Ormat Nevada Inc | 55991 | Brady | OEC | Geothermal | 6.5 | 5.5 | IPP Non-CHP
34691 | Ormat Nevada Inc | 55991 | Brady | TG-1 | Geothermal | 9.2 | 7.5 | IPP Non-CHP
34691 | Ormat Nevada Inc | 55991 | Brady | TG-2 | Geothermal | 9.2 | 7.5 | IPP Non-CHP
34691 | Ormat Nevada Inc | 55991 | Brady | TG-3 | Geothermal | 8 | 6.3 | IPP Non-CHP
34691 | Ormat Nevada Inc | 56321 | Richard Burdette Geothermal | 1 | Geothermal | 15 | 7.8 | IPP Non-CHP
34691 | Ormat Nevada Inc | 56321 | Richard Burdette Geothermal | OEC2 | Geothermal | 15 | 7.8 | IPP Non-CHP
34691 | Ormat Nevada Inc | 56540 | Galena 2 Geothermal Power Plant | GEN1 | Geothermal | 13.5 | 9.2 | IPP Non-CHP
34691 | Ormat Nevada Inc | 56541 | Galena 3 Geothermal Power Plant | GEN1 | Geothermal | 15 | 7.9 | IPP Non-CHP
34691 | Ormat Nevada Inc | 56541 | Galena 3 Geothermal Power Plant | GEN2 | Geothermal | 15 | 7.9 | IPP Non-CHP
34691 | Ormat Nevada Inc | 56832 | North Brawley Geothermal Plant | GE1 | Geothermal | 16 | 16 | IPP Non-CHP
34691 | Ormat Nevada Inc | 56832 | North Brawley Geothermal Plant | GE2 | Geothermal | 16 | 16 | IPP Non-CHP
34691 | Ormat Nevada Inc | 56832 | North Brawley Geothermal Plant | GE3 | Geothermal | 16 | 16 | IPP Non-CHP
34691 | Ormat Nevada Inc | 56832 | North Brawley Geothermal Plant | GE4 | Geothermal | 16 | 16 | IPP Non-CHP
34691 | Ormat Nevada Inc | 56833 | OREG 1 Inc | CS10 | All Other | 7.5 | 5.5 | IPP Non-CHP
34691 | Ormat Nevada Inc | 56833 | OREG 1 Inc | CS11 | All Other | 7.5 | 5.5 | IPP Non-CHP
34691 | Ormat Nevada Inc | 56833 | OREG 1 Inc | CS7 | All Other | 7.5 | 5.5 | IPP Non-CHP
34691 | Ormat Nevada Inc | 56833 | OREG 1 Inc | CS9 | All Other | 7.5 | 5.5 | IPP Non-CHP
34691 | Ormat Nevada Inc | 56880 | OREG 2 Inc | CS12 | All Other | 7.5 | 5.5 | IPP Non-CHP
34691 | Ormat Nevada Inc | 56880 | OREG 2 Inc | CS3 | All Other | 7.5 | 5.5 | IPP Non-CHP
34691 | Ormat Nevada Inc | 56880 | OREG 2 Inc | CS5 | All Other | 7.5 | 5.5 | IPP Non-CHP
34691 | Ormat Nevada Inc | 56880 | OREG 2 Inc | CS8 | All Other | 7.5 | 5.5 | IPP Non-CHP
34691 | Ormat Nevada Inc | 57134 | OREG 4 Peetz | 1 | All Other | 4.5 | 3.2 | IPP Non-CHP
34691 | Ormat Nevada Inc | 57281 | OREG 3 Inc | CS13 | All Other | 5 | 5 | IPP Non-CHP
34691 | Ormat Nevada Inc | 57376 | Jersey Valley Geothermal Power Plant | OEC 1 | Geothermal | 16 | 8.5 | IPP Non-CHP
34691 | Ormat Nevada Inc | 57376 | Jersey Valley Geothermal Power Plant | OEC 2 | Geothermal | 7.5 | 4 | IPP Non-CHP
34691 | Ormat Nevada Inc | 57446 | McGinness Hills | 1 | Geothermal | 20 | 12 | IPP Non-CHP
34691 | Ormat Nevada Inc | 57446 | McGinness Hills | 2 | Geothermal | 20 | 12 | IPP Non-CHP
34691 | Ormat Nevada Inc | 57446 | McGinness Hills | 3 | Geothermal | 12 | 6 | IPP Non-CHP
34691 | Ormat Nevada Inc | 57451 | Tuscarora Geothermal Power Plant | G9200 | Geothermal | 12 | 9 | IPP Non-CHP
34691 | Ormat Nevada Inc | 57451 | Tuscarora Geothermal Power Plant | G9250 | Geothermal | 12 | 9 | IPP Non-CHP
34691 | Ormat Nevada Inc | 58533 | Wild Rose Geothermal Power Plant | 1 | Geothermal | 20 | 11.5 | IPP Non-CHP
34717 | FPL Energy New Mexico Wind LLC | 56097 | New Mexico Wind Energy Center | GE15 | Onshore Wind Turbine | 204 | 204 | IPP Non-CHP
34719 | FPL Energy Oklahoma Wind LLC | 56094 | Oklahoma Wind Energy Center | GE15 | Onshore Wind Turbine | 51 | 51 | IPP Non-CHP
34719 | FPL Energy Oklahoma Wind LLC | 56094 | Oklahoma Wind Energy Center | GSOO | Onshore Wind Turbine | 51 | 51 | IPP Non-CHP
34721 | FPL Energy South Dakota Wind LLC | 56092 | South Dakota Wind Energy Cente | GE15 | Onshore Wind Turbine | 40.5 | 40.5 | IPP Non-CHP
34723 | FPL Energy North Dakota Wind LLC | 56099 | FPL Energy North Dakota Wind I/II | GE15 | Onshore Wind Turbine | 61.5 | 61.5 | IPP Non-CHP
35006 | Cousins Properties Inc | 54290 | Inforum | BUG1 | Petroleum Liquids | 1.3 | 1.3 | Commercial Non-CHP
36055 | KTZ Hydro LLC | 50324 | Newfound Hydroelectric | 1 | Conventional Hydroelectric | 0.7 | 0.7 | IPP Non-CHP
36055 | KTZ Hydro LLC | 50324 | Newfound Hydroelectric | 2 | Conventional Hydroelectric | 0.7 | 0.7 | IPP Non-CHP
38001 | Ottauquechee Hydro Company, Inc. | 50126 | Ottauquechee Hydro | 1 | Conventional Hydroelectric | 1.2 | 1.1 | IPP Non-CHP
38001 | Ottauquechee Hydro Company, Inc. | 50126 | Ottauquechee Hydro | 2 | Conventional Hydroelectric | 0.6 | 0.6 | IPP Non-CHP
38021 | Athens Regional Medical Center | 55319 | Athens Regional Medical Center | CT1 | Petroleum Liquids | 0.7 | 0.7 | Commercial Non-CHP
38021 | Athens Regional Medical Center | 55319 | Athens Regional Medical Center | CT3 | Petroleum Liquids | 0.7 | 0.7 | Commercial Non-CHP
38021 | Athens Regional Medical Center | 55319 | Athens Regional Medical Center | STEG3 | Petroleum Liquids | 0.8 | 0.8 | Commercial Non-CHP
38021 | Athens Regional Medical Center | 55319 | Athens Regional Medical Center | STEG4 | Petroleum Liquids | 0.8 | 0.8 | Commercial Non-CHP
38021 | Athens Regional Medical Center | 55319 | Athens Regional Medical Center | STEG5 | Petroleum Liquids | 0.8 | 0.8 | Commercial Non-CHP
38021 | Athens Regional Medical Center | 55319 | Athens Regional Medical Center | STEG6 | Petroleum Liquids | 0.8 | 0.8 | Commercial Non-CHP
38084 | Great Lakes Energy Coop | 7831 | Beaver Island | 1 | Petroleum Liquids | 1.2 | 1 | Electric Utility
38084 | Great Lakes Energy Coop | 7831 | Beaver Island | 2 | Petroleum Liquids | 1.2 | 1 | Electric Utility
38084 | Great Lakes Energy Coop | 7831 | Beaver Island | 3 | Petroleum Liquids | 0.9 | 0.8 | Electric Utility
38215 | Phillips 66 - Los Angeles | 54451 | Los Angeles Refinery Wilmington | G1 | Other Natural Gas | 10 | 6 | Industrial CHP
38215 | Phillips 66 - Los Angeles | 54451 | Los Angeles Refinery Wilmington | G2 | Other Gases | 58.5 | 45 | Industrial CHP
39006 | Brookfield White Pine Hydro LLC | 805 | Charles E Monty | M-1 | Conventional Hydroelectric | 14.2 | 14 | IPP Non-CHP
39006 | Brookfield White Pine Hydro LLC | 805 | Charles E Monty | M2 | Conventional Hydroelectric | 14.2 | 14 | IPP Non-CHP
39006 | Brookfield White Pine Hydro LLC | 1480 | Androscoggin 3 | 328 | Conventional Hydroelectric | 3.6 | 3.4 | IPP Non-CHP
39006 | Brookfield White Pine Hydro LLC | 1481 | Bar Mills | 1 | Conventional Hydroelectric | 2 | 2 | IPP Non-CHP
39006 | Brookfield White Pine Hydro LLC | 1481 | Bar Mills | 2 | Conventional Hydroelectric | 2 | 2 | IPP Non-CHP
39006 | Brookfield White Pine Hydro LLC | 1482 | Bonny Eagle | 1 | Conventional Hydroelectric | 1.2 | 1.5 | IPP Non-CHP
39006 | Brookfield White Pine Hydro LLC | 1482 | Bonny Eagle | 2 | Conventional Hydroelectric | 1.2 | 1.5 | IPP Non-CHP
39006 | Brookfield White Pine Hydro LLC | 1482 | Bonny Eagle | 3 | Conventional Hydroelectric | 1.2 | 1.5 | IPP Non-CHP
39006 | Brookfield White Pine Hydro LLC | 1482 | Bonny Eagle | 4 | Conventional Hydroelectric | 1.2 | 1.5 | IPP Non-CHP
39006 | Brookfield White Pine Hydro LLC | 1482 | Bonny Eagle | 5 | Conventional Hydroelectric | 1.2 | 1.5 | IPP Non-CHP
39006 | Brookfield White Pine Hydro LLC | 1482 | Bonny Eagle | 6 | Conventional Hydroelectric | 1.2 | 1.5 | IPP Non-CHP
39006 | Brookfield White Pine Hydro LLC | 1483 | Brunswick Hydro | B1 | Conventional Hydroelectric | 12.6 | 13 | IPP Non-CHP
39006 | Brookfield White Pine Hydro LLC | 1483 | Brunswick Hydro | B2 | Conventional Hydroelectric | 3.5 | 3.5 | IPP Non-CHP
39006 | Brookfield White Pine Hydro LLC | 1483 | Brunswick Hydro | B3 | Conventional Hydroelectric | 3.5 | 3.5 | IPP Non-CHP
39006 | Brookfield White Pine Hydro LLC | 1486 | Cataract Hydro | 1 | Conventional Hydroelectric | 6.6 | 8 | IPP Non-CHP
39006 | Brookfield White Pine Hydro LLC | 1487 | Continental Mills | CM1 | Conventional Hydroelectric | 0.4 | 0.4 | IPP Non-CHP
39006 | Brookfield White Pine Hydro LLC | 1487 | Continental Mills | CM2 | Conventional Hydroelectric | 0.4 | 0.4 | IPP Non-CHP
39006 | Brookfield White Pine Hydro LLC | 1487 | Continental Mills | CM3 | Conventional Hydroelectric | 0.4 | 0.4 | IPP Non-CHP
39006 | Brookfield White Pine Hydro LLC | 1487 | Continental Mills | CM5 | Conventional Hydroelectric | 0.1 | 0.1 | IPP Non-CHP
39006 | Brookfield White Pine Hydro LLC | 1487 | Continental Mills | CM6 | Conventional Hydroelectric | 0.1 | 0.1 | IPP Non-CHP
39006 | Brookfield White Pine Hydro LLC | 1488 | Deer Rips | DR1 | Conventional Hydroelectric | 0.6 | 0.7 | IPP Non-CHP
39006 | Brookfield White Pine Hydro LLC | 1488 | Deer Rips | DR2 | Conventional Hydroelectric | 0.6 | 0.7 | IPP Non-CHP
39006 | Brookfield White Pine Hydro LLC | 1488 | Deer Rips | DR3 | Conventional Hydroelectric | 0.9 | 0.8 | IPP Non-CHP
39006 | Brookfield White Pine Hydro LLC | 1488 | Deer Rips | DR4 | Conventional Hydroelectric | 0.8 | 0.7 | IPP Non-CHP
39006 | Brookfield White Pine Hydro LLC | 1488 | Deer Rips | DR5 | Conventional Hydroelectric | 0.8 | 0.7 | IPP Non-CHP
39006 | Brookfield White Pine Hydro LLC | 1488 | Deer Rips | DR6 | Conventional Hydroelectric | 1.8 | 1.7 | IPP Non-CHP
39006 | Brookfield White Pine Hydro LLC | 1488 | Deer Rips | DR7 | Conventional Hydroelectric | 1 | 0.9 | IPP Non-CHP
39006 | Brookfield White Pine Hydro LLC | 1491 | Gulf Island | GI1 | Conventional Hydroelectric | 6.4 | 7.2 | IPP Non-CHP
39006 | Brookfield White Pine Hydro LLC | 1491 | Gulf Island | GI2 | Conventional Hydroelectric | 6.4 | 8.1 | IPP Non-CHP
39006 | Brookfield White Pine Hydro LLC | 1491 | Gulf Island | GI3 | Conventional Hydroelectric | 6.4 | 7.9 | IPP Non-CHP
39006 | Brookfield White Pine Hydro LLC | 1492 | Harris Hydro | HA1 | Conventional Hydroelectric | 15 | 16.8 | IPP Non-CHP
39006 | Brookfield White Pine Hydro LLC | 1492 | Harris Hydro | HA2 | Conventional Hydroelectric | 30 | 35 | IPP Non-CHP
39006 | Brookfield White Pine Hydro LLC | 1492 | Harris Hydro | HA3 | Conventional Hydroelectric | 30 | 34.2 | IPP Non-CHP
39006 | Brookfield White Pine Hydro LLC | 1492 | Harris Hydro | HA4 | Conventional Hydroelectric | 1.4 | 1.4 | IPP Non-CHP
39006 | Brookfield White Pine Hydro LLC | 1493 | Hiram | 1 | Conventional Hydroelectric | 2.4 | 3.1 | IPP Non-CHP
39006 | Brookfield White Pine Hydro LLC | 1493 | Hiram | 2 | Conventional Hydroelectric | 8.1 | 8.5 | IPP Non-CHP
39006 | Brookfield White Pine Hydro LLC | 1501 | North Gorham | 1 | Conventional Hydroelectric | 1.1 | 1 | IPP Non-CHP
39006 | Brookfield White Pine Hydro LLC | 1501 | North Gorham | 2 | Conventional Hydroelectric | 1.1 | 1 | IPP Non-CHP
39006 | Brookfield White Pine Hydro LLC | 1504 | Shawmut | SH1 | Conventional Hydroelectric | 0.7 | 0.9 | IPP Non-CHP
39006 | Brookfield White Pine Hydro LLC | 1504 | Shawmut | SH2 | Conventional Hydroelectric | 0.7 | 0.9 | IPP Non-CHP
39006 | Brookfield White Pine Hydro LLC | 1504 | Shawmut | SH3 | Conventional Hydroelectric | 0.7 | 0.9 | IPP Non-CHP
39006 | Brookfield White Pine Hydro LLC | 1504 | Shawmut | SH4 | Conventional Hydroelectric | 0.7 | 0.9 | IPP Non-CHP
39006 | Brookfield White Pine Hydro LLC | 1504 | Shawmut | SH5 | Conventional Hydroelectric | 0.7 | 0.9 | IPP Non-CHP
39006 | Brookfield White Pine Hydro LLC | 1504 | Shawmut | SH6 | Conventional Hydroelectric | 0.9 | 0.9 | IPP Non-CHP
39006 | Brookfield White Pine Hydro LLC | 1504 | Shawmut | SH7 | Conventional Hydroelectric | 2.2 | 1.9 | IPP Non-CHP
39006 | Brookfield White Pine Hydro LLC | 1504 | Shawmut | SH8 | Conventional Hydroelectric | 2.2 | 1.9 | IPP Non-CHP
39006 | Brookfield White Pine Hydro LLC | 1505 | Skelton | 1 | Conventional Hydroelectric | 8.4 | 9.9 | IPP Non-CHP
39006 | Brookfield White Pine Hydro LLC | 1505 | Skelton | 2 | Conventional Hydroelectric | 8.4 | 9.9 | IPP Non-CHP
39006 | Brookfield White Pine Hydro LLC | 1508 | West Buxton | WB1 | Conventional Hydroelectric | 0.6 | 0.6 | IPP Non-CHP
39006 | Brookfield White Pine Hydro LLC | 1508 | West Buxton | WB2 | Conventional Hydroelectric | 0.6 | 0.6 | IPP Non-CHP
39006 | Brookfield White Pine Hydro LLC | 1508 | West Buxton | WB3 | Conventional Hydroelectric | 1.1 | 1.1 | IPP Non-CHP
39006 | Brookfield White Pine Hydro LLC | 1508 | West Buxton | WB4 | Conventional Hydroelectric | 0.7 | 0.7 | IPP Non-CHP
39006 | Brookfield White Pine Hydro LLC | 1508 | West Buxton | WB5 | Conventional Hydroelectric | 0.7 | 0.7 | IPP Non-CHP
39006 | Brookfield White Pine Hydro LLC | 1508 | West Buxton | WB6 | Conventional Hydroelectric | 4 | 4 | IPP Non-CHP
39006 | Brookfield White Pine Hydro LLC | 1509 | Weston Hydro | WE1 | Conventional Hydroelectric | 3 | 3.3 | IPP Non-CHP
39006 | Brookfield White Pine Hydro LLC | 1509 | Weston Hydro | WE2 | Conventional Hydroelectric | 3 | 3.3 | IPP Non-CHP
39006 | Brookfield White Pine Hydro LLC | 1509 | Weston Hydro | WE3 | Conventional Hydroelectric | 3 | 3.3 | IPP Non-CHP
39006 | Brookfield White Pine Hydro LLC | 1509 | Weston Hydro | WE4 | Conventional Hydroelectric | 3 | 3.3 | IPP Non-CHP
39006 | Brookfield White Pine Hydro LLC | 1510 | Williams Hydro | WI1 | Conventional Hydroelectric | 7 | 8.2 | IPP Non-CHP
39006 | Brookfield White Pine Hydro LLC | 1510 | Williams Hydro | WI2 | Conventional Hydroelectric | 6 | 6.7 | IPP Non-CHP
39006 | Brookfield White Pine Hydro LLC | 1511 | Wyman Hydro | WY1 | Conventional Hydroelectric | 24 | 27.4 | IPP Non-CHP
39006 | Brookfield White Pine Hydro LLC | 1511 | Wyman Hydro | WY2 | Conventional Hydroelectric | 24 | 29.9 | IPP Non-CHP
39006 | Brookfield White Pine Hydro LLC | 1511 | Wyman Hydro | WY3 | Conventional Hydroelectric | 24 | 25.7 | IPP Non-CHP
39006 | Brookfield White Pine Hydro LLC | 7044 | Bates Mill Upper | BU1 | Conventional Hydroelectric | 1.2 | 0.9 | IPP Non-CHP
39006 | Brookfield White Pine Hydro LLC | 7044 | Bates Mill Upper | BU2 | Conventional Hydroelectric | 1.5 | 0.9 | IPP Non-CHP
39006 | Brookfield White Pine Hydro LLC | 7044 | Bates Mill Upper | BU3 | Conventional Hydroelectric | 1.2 | 0.9 | IPP Non-CHP
39006 | Brookfield White Pine Hydro LLC | 7048 | Hill Mill | HM1 | Conventional Hydroelectric | 0.3 | 0.3 | IPP Non-CHP
39006 | Brookfield White Pine Hydro LLC | 7048 | Hill Mill | HM2 | Conventional Hydroelectric | 0.3 | 0.3 | IPP Non-CHP
39006 | Brookfield White Pine Hydro LLC | 7048 | Hill Mill | HM3 | Conventional Hydroelectric | 0.3 | 0.3 | IPP Non-CHP
39006 | Brookfield White Pine Hydro LLC | 7048 | Hill Mill | HM4 | Conventional Hydroelectric | 0.3 | 0.3 | IPP Non-CHP
39006 | Brookfield White Pine Hydro LLC | 7048 | Hill Mill | HM5 | Conventional Hydroelectric | 0.3 | 0.3 | IPP Non-CHP
39006 | Brookfield White Pine Hydro LLC | 7048 | Hill Mill | HM6 | Conventional Hydroelectric | 0.3 | 0.3 | IPP Non-CHP
39006 | Brookfield White Pine Hydro LLC | 50999 | Aziscohos Hydroelectric Project | GEN1 | Conventional Hydroelectric | 6.7 | 6.8 | IPP Non-CHP
39066 | Union Carbide Corp-Texas City | 50153 | Texas City Plant Union Carbide | STG | All Other | 56 | 38 | Industrial CHP
39125 | Vandolah Power Co LLC | 55415 | Vandolah Power Station | G101 | Natural Gas Fired Combustion Turbine | 182 | 161.5 | IPP Non-CHP
39125 | Vandolah Power Co LLC | 55415 | Vandolah Power Station | G201 | Natural Gas Fired Combustion Turbine | 182 | 161.5 | IPP Non-CHP
39125 | Vandolah Power Co LLC | 55415 | Vandolah Power Station | G301 | Natural Gas Fired Combustion Turbine | 182 | 161.5 | IPP Non-CHP
39125 | Vandolah Power Co LLC | 55415 | Vandolah Power Station | G401 | Natural Gas Fired Combustion Turbine | 182 | 161.5 | IPP Non-CHP
39245 | Saint John's Health Center | 50610 | Saint Johns Health Center | 01 | Natural Gas Fired Combustion Turbine | 1.2 | 1 | Commercial CHP
39347 | East Texas Electric Coop, Inc | 55664 | Harrison County Power Project | GT-1 | Natural Gas Fired Combined Cycle | 170 | 144.5 | Electric Utility
39347 | East Texas Electric Coop, Inc | 55664 | Harrison County Power Project | GT-2 | Natural Gas Fired Combined Cycle | 170 | 144.5 | Electric Utility
39347 | East Texas Electric Coop, Inc | 55664 | Harrison County Power Project | ST-1 | Natural Gas Fired Combined Cycle | 230 | 225.4 | Electric Utility
39347 | East Texas Electric Coop, Inc | 56603 | San Jacinto County Peaking Facility | SJC1 | Natural Gas Fired Combustion Turbine | 85 | 73 | Electric Utility
39347 | East Texas Electric Coop, Inc | 56603 | San Jacinto County Peaking Facility | SJC2 | Natural Gas Fired Combustion Turbine | 85 | 73 | Electric Utility
39347 | East Texas Electric Coop, Inc | 56603 | San Jacinto County Peaking Facility | SJCD1 | Petroleum Liquids | 0.5 | 0.5 | Electric Utility
39347 | East Texas Electric Coop, Inc | 56604 | Hardin County Peaking Facility | HC1 | Natural Gas Fired Combustion Turbine | 86.5 | 73 | Electric Utility
39347 | East Texas Electric Coop, Inc | 56604 | Hardin County Peaking Facility | HC2 | Natural Gas Fired Combustion Turbine | 86.5 | 73 | Electric Utility
39347 | East Texas Electric Coop, Inc | 58944 | Woodville Renewable Power Project | G1 | Wood/Wood Waste Biomass | 49.9 | 46.5 | Electric Utility
39878 | Solutia Inc-Indian | 10417 | Indian Orchard Plant 1 | TG | Conventional Steam Coal | 5.7 | 3.5 | Industrial CHP
40052 | AG Energy LP | 10803 | Ogdensburg Power | GEN3 | Natural Gas Steam Turbine | 26.9 | 23 | IPP CHP
40192 | Shady Hills Power Co LLC | 55414 | Shady Hills Generating Station | G101 | Natural Gas Fired Combustion Turbine | 180.4 | 154.4 | IPP Non-CHP
40192 | Shady Hills Power Co LLC | 55414 | Shady Hills Generating Station | G201 | Natural Gas Fired Combustion Turbine | 180.4 | 154.4 | IPP Non-CHP
40192 | Shady Hills Power Co LLC | 55414 | Shady Hills Generating Station | G301 | Natural Gas Fired Combustion Turbine | 180.4 | 154.4 | IPP Non-CHP
40211 | Wabash Valley Power Assn, Inc | 54925 | Twin Bridges LFGTE | I-1 | Landfill Gas | 0.8 | 0.8 | Electric Utility
40211 | Wabash Valley Power Assn, Inc | 54925 | Twin Bridges LFGTE | I-2 | Landfill Gas | 0.8 | 0.8 | Electric Utility
40211 | Wabash Valley Power Assn, Inc | 54925 | Twin Bridges LFGTE | I-3 | Landfill Gas | 0.8 | 0.8 | Electric Utility
40211 | Wabash Valley Power Assn, Inc | 54925 | Twin Bridges LFGTE | I-4 | Landfill Gas | 0.8 | 0.8 | Electric Utility
40211 | Wabash Valley Power Assn, Inc | 54925 | Twin Bridges LFGTE | II-1 | Landfill Gas | 0.8 | 0.8 | Electric Utility
40211 | Wabash Valley Power Assn, Inc | 54925 | Twin Bridges LFGTE | II-2 | Landfill Gas | 0.8 | 0.8 | Electric Utility
40211 | Wabash Valley Power Assn, Inc | 54925 | Twin Bridges LFGTE | II-3 | Landfill Gas | 0.8 | 0.8 | Electric Utility
40211 | Wabash Valley Power Assn, Inc | 54925 | Twin Bridges LFGTE | II-4 | Landfill Gas | 0.8 | 0.8 | Electric Utility
40211 | Wabash Valley Power Assn, Inc | 54925 | Twin Bridges LFGTE | III-1 | Landfill Gas | 0.8 | 0.8 | Electric Utility
40211 | Wabash Valley Power Assn, Inc | 54925 | Twin Bridges LFGTE | III-2 | Landfill Gas | 0.8 | 0.8 | Electric Utility
40211 | Wabash Valley Power Assn, Inc | 54925 | Twin Bridges LFGTE | III-3 | Landfill Gas | 0.8 | 0.8 | Electric Utility
40211 | Wabash Valley Power Assn, Inc | 54925 | Twin Bridges LFGTE | III-4 | Landfill Gas | 0.8 | 0.8 | Electric Utility
40211 | Wabash Valley Power Assn, Inc | 54925 | Twin Bridges LFGTE | IV-1 | Landfill Gas | 1.6 | 1.6 | Electric Utility
40211 | Wabash Valley Power Assn, Inc | 54925 | Twin Bridges LFGTE | IV-2 | Landfill Gas | 1.6 | 1.6 | Electric Utility
40211 | Wabash Valley Power Assn, Inc | 54926 | Prairie View I & II LFGTE | I-1 | Landfill Gas | 0.8 | 0.8 | Electric Utility
40211 | Wabash Valley Power Assn, Inc | 54926 | Prairie View I & II LFGTE | I-2 | Landfill Gas | 0.8 | 0.8 | Electric Utility
40211 | Wabash Valley Power Assn, Inc | 54926 | Prairie View I & II LFGTE | I-3 | Landfill Gas | 0.8 | 0.8 | Electric Utility
40211 | Wabash Valley Power Assn, Inc | 54926 | Prairie View I & II LFGTE | I-4 | Landfill Gas | 0.8 | 0.8 | Electric Utility
40211 | Wabash Valley Power Assn, Inc | 54926 | Prairie View I & II LFGTE | II-1 | Landfill Gas | 0.8 | 0.8 | Electric Utility
40211 | Wabash Valley Power Assn, Inc | 54926 | Prairie View I & II LFGTE | II-2 | Landfill Gas | 0.8 | 0.8 | Electric Utility
40211 | Wabash Valley Power Assn, Inc | 54926 | Prairie View I & II LFGTE | II-3 | Landfill Gas | 0.8 | 0.8 | Electric Utility
40211 | Wabash Valley Power Assn, Inc | 54926 | Prairie View I & II LFGTE | II-4 | Landfill Gas | 0.8 | 0.8 | Electric Utility
40211 | Wabash Valley Power Assn, Inc | 54956 | Deercroft I & II LFGTE | I-1 | Landfill Gas | 0.8 | 0.8 | Electric Utility
40211 | Wabash Valley Power Assn, Inc | 54956 | Deercroft I & II LFGTE | I-2 | Landfill Gas | 0.8 | 0.8 | Electric Utility
40211 | Wabash Valley Power Assn, Inc | 54956 | Deercroft I & II LFGTE | I-3 | Landfill Gas | 0.8 | 0.8 | Electric Utility
40211 | Wabash Valley Power Assn, Inc | 54956 | Deercroft I & II LFGTE | I-4 | Landfill Gas | 0.8 | 0.8 | Electric Utility
40211 | Wabash Valley Power Assn, Inc | 54956 | Deercroft I & II LFGTE | II-1 | Landfill Gas | 0.8 | 0.8 | Electric Utility
40211 | Wabash Valley Power Assn, Inc | 54956 | Deercroft I & II LFGTE | II-2 | Landfill Gas | 0.8 | 0.8 | Electric Utility
40211 | Wabash Valley Power Assn, Inc | 54956 | Deercroft I & II LFGTE | II-3 | Landfill Gas | 0.8 | 0.8 | Electric Utility
40211 | Wabash Valley Power Assn, Inc | 54956 | Deercroft I & II LFGTE | II-4 | Landfill Gas | 0.8 | 0.8 | Electric Utility
40211 | Wabash Valley Power Assn, Inc | 56463 | Oak Ridge LFGTE | 1 | Landfill Gas | 0.8 | 0.8 | Electric Utility
40211 | Wabash Valley Power Assn, Inc | 56463 | Oak Ridge LFGTE | 2 | Landfill Gas | 0.8 | 0.8 | Electric Utility
40211 | Wabash Valley Power Assn, Inc | 56463 | Oak Ridge LFGTE | 3 | Landfill Gas | 0.8 | 0.8 | Electric Utility
40211 | Wabash Valley Power Assn, Inc | 56463 | Oak Ridge LFGTE | 4 | Landfill Gas | 0.8 | 0.8 | Electric Utility
40211 | Wabash Valley Power Assn, Inc | 56464 | Jay County LFGTE | 1 | Landfill Gas | 0.8 | 0.8 | Electric Utility
40211 | Wabash Valley Power Assn, Inc | 56464 | Jay County LFGTE | 2 | Landfill Gas | 0.8 | 0.8 | Electric Utility
40211 | Wabash Valley Power Assn, Inc | 56464 | Jay County LFGTE | 3 | Landfill Gas | 0.8 | 0.8 | Electric Utility
40211 | Wabash Valley Power Assn, Inc | 56464 | Jay County LFGTE | 4 | Landfill Gas | 0.8 | 0.8 | Electric Utility
40211 | Wabash Valley Power Assn, Inc | 56465 | Liberty I & II LFGTE | 1 | Landfill Gas | 0.8 | 0.8 | Electric Utility
40211 | Wabash Valley Power Assn, Inc | 56465 | Liberty I & II LFGTE | 1-II | Landfill Gas | 0.8 | 0.8 | Electric Utility
40211 | Wabash Valley Power Assn, Inc | 56465 | Liberty I & II LFGTE | 2 | Landfill Gas | 0.8 | 0.8 | Electric Utility
40211 | Wabash Valley Power Assn, Inc | 56465 | Liberty I & II LFGTE | 2-II | Landfill Gas | 0.8 | 0.8 | Electric Utility
40211 | Wabash Valley Power Assn, Inc | 56465 | Liberty I & II LFGTE | 3 | Landfill Gas | 0.8 | 0.8 | Electric Utility
40211 | Wabash Valley Power Assn, Inc | 56465 | Liberty I & II LFGTE | 3-II | Landfill Gas | 0.8 | 0.8 | Electric Utility
40211 | Wabash Valley Power Assn, Inc | 56465 | Liberty I & II LFGTE | 4 | Landfill Gas | 0.8 | 0.8 | Electric Utility
40211 | Wabash Valley Power Assn, Inc | 56465 | Liberty I & II LFGTE | 4-II | Landfill Gas | 0.8 | 0.8 | Electric Utility
40211 | Wabash Valley Power Assn, Inc | 57250 | Earthmovers LFGTE | 1 | Landfill Gas | 0.8 | 0.8 | Electric Utility
40211 | Wabash Valley Power Assn, Inc | 57250 | Earthmovers LFGTE | 2 | Landfill Gas | 0.8 | 0.8 | Electric Utility
40211 | Wabash Valley Power Assn, Inc | 57250 | Earthmovers LFGTE | 3 | Landfill Gas | 0.8 | 0.8 | Electric Utility
40211 | Wabash Valley Power Assn, Inc | 57250 | Earthmovers LFGTE | 4 | Landfill Gas | 0.8 | 0.8 | Electric Utility
40211 | Wabash Valley Power Assn, Inc | 57250 | Earthmovers LFGTE | 5 | Landfill Gas | 0.8 | 0.8 | Electric Utility
40211 | Wabash Valley Power Assn, Inc | 57250 | Earthmovers LFGTE | 6 | Landfill Gas | 0.8 | 0.8 | Electric Utility
40211 | Wabash Valley Power Assn, Inc | 57842 | Wabash Valley Power IGCC | 1 | Petroleum Coke | 112.5 | 85 | Electric Utility
40211 | Wabash Valley Power Assn, Inc | 57842 | Wabash Valley Power IGCC | 1A | Petroleum Coke | 192 | 189 | Electric Utility
40211 | Wabash Valley Power Assn, Inc | 59635 | Clinton LFGTE | 1 | Landfill Gas | 1.6 | 1.6 | Electric Utility
40211 | Wabash Valley Power Assn, Inc | 59635 | Clinton LFGTE | 2 | Landfill Gas | 1.6 | 1.6 | Electric Utility
40215 | Cordova Electric Coop, Inc | 789 | Orca | 3 | Petroleum Liquids | 2.5 | 2.5 | Electric Utility
40215 | Cordova Electric Coop, Inc | 789 | Orca | 4 | Petroleum Liquids | 2.4 | 2.4 | Electric Utility
40215 | Cordova Electric Coop, Inc | 789 | Orca | 5 | Petroleum Liquids | 1.1 | 1.1 | Electric Utility
40215 | Cordova Electric Coop, Inc | 789 | Orca | 6 | Petroleum Liquids | 1.1 | 1.1 | Electric Utility
40215 | Cordova Electric Coop, Inc | 789 | Orca | 7 | Petroleum Liquids | 3.6 | 3.6 | Electric Utility
40215 | Cordova Electric Coop, Inc | 7042 | Humpback Creek | 1 | Conventional Hydroelectric | 0.5 | 0.4 | Electric Utility
40215 | Cordova Electric Coop, Inc | 7042 | Humpback Creek | 2 | Conventional Hydroelectric | 0.5 | 0.4 | Electric Utility
40215 | Cordova Electric Coop, Inc | 7042 | Humpback Creek | 3 | Conventional Hydroelectric | 0.2 | 0.2 | Electric Utility
40215 | Cordova Electric Coop, Inc | 7862 | Power Creek | 4 | Conventional Hydroelectric | 3 | 2.8 | Electric Utility
40215 | Cordova Electric Coop, Inc | 7862 | Power Creek | 5 | Conventional Hydroelectric | 3 | 2.8 | Electric Utility
40229 | Old Dominion Electric Coop | 7836 | Marsh Run Generation Facility | 1 | Natural Gas Fired Combustion Turbine | 171.1 | 160.8 | Electric Utility
40229 | Old Dominion Electric Coop | 7836 | Marsh Run Generation Facility | 2 | Natural Gas Fired Combustion Turbine | 171.1 | 159.3 | Electric Utility
40229 | Old Dominion Electric Coop | 7836 | Marsh Run Generation Facility | 3 | Natural Gas Fired Combustion Turbine | 171.1 | 161 | Electric Utility
40229 | Old Dominion Electric Coop | 7837 | Louisa Generation Facility | 1 | Natural Gas Fired Combustion Turbine | 84.5 | 76.5 | Electric Utility
40229 | Old Dominion Electric Coop | 7837 | Louisa Generation Facility | 2 | Natural Gas Fired Combustion Turbine | 84.5 | 77 | Electric Utility
40229 | Old Dominion Electric Coop | 7837 | Louisa Generation Facility | 3 | Natural Gas Fired Combustion Turbine | 84.5 | 77.3 | Electric Utility
40229 | Old Dominion Electric Coop | 7837 | Louisa Generation Facility | 4 | Natural Gas Fired Combustion Turbine | 84.5 | 77.2 | Electric Utility
40229 | Old Dominion Electric Coop | 7837 | Louisa Generation Facility | 5 | Natural Gas Fired Combustion Turbine | 171.1 | 158 | Electric Utility
40229 | Old Dominion Electric Coop | 7939 | Diesel Group 1 | 1 | Petroleum Liquids | 12 | 12 | Electric Utility
40229 | Old Dominion Electric Coop | 7940 | Diesel Group 2 | 1 | Petroleum Liquids | 4 | 4 | Electric Utility
40229 | Old Dominion Electric Coop | 7941 | Diesel Group 3 | 1 | Petroleum Liquids | 4 | 4 | Electric Utility
40230 | Deseret Generation & Tran Coop | 7790 | Bonanza | 1 | Conventional Steam Coal | 499.5 | 458 | Electric Utility
40294 | Power Resources Cooperative | 7725 | Coffin Butte | 1 | Landfill Gas | 0.8 | 0.8 | Electric Utility
40294 | Power Resources Cooperative | 7725 | Coffin Butte | 2 | Landfill Gas | 0.8 | 0.8 | Electric Utility
40294 | Power Resources Cooperative | 7725 | Coffin Butte | 3 | Landfill Gas | 0.8 | 0.8 | Electric Utility
40294 | Power Resources Cooperative | 7725 | Coffin Butte | 4 | Landfill Gas | 1.6 | 1.5 | Electric Utility
40294 | Power Resources Cooperative | 7725 | Coffin Butte | 5 | Landfill Gas | 1.6 | 1.5 | Electric Utility
40307 | Prairie Power, Inc | 6238 | Pearl Station | GT1 | Petroleum Liquids | 24 | 20.1 | Electric Utility
40307 | Prairie Power, Inc | 7818 | Alsey | 1 | Natural Gas Fired Combustion Turbine | 30 | 30 | Electric Utility
40307 | Prairie Power, Inc | 7818 | Alsey | 2 | Natural Gas Fired Combustion Turbine | 30 | 30 | Electric Utility
40307 | Prairie Power, Inc | 7818 | Alsey | 3 | Natural Gas Fired Combustion Turbine | 20 | 18 | Electric Utility
40307 | Prairie Power, Inc | 7818 | Alsey | 4 | Natural Gas Fired Combustion Turbine | 20 | 18 | Electric Utility
40307 | Prairie Power, Inc | 7818 | Alsey | 5 | Natural Gas Fired Combustion Turbine | 25 | 25 | Electric Utility
40430 | Lafarge Corp | 50305 | LaFarge Alpena | GE10 | Petroleum Coke | 3.2 | 3.2 | Industrial CHP
40430 | Lafarge Corp | 50305 | LaFarge Alpena | GEN6 | Petroleum Coke | 12 | 12 | Industrial CHP
40430 | Lafarge Corp | 50305 | LaFarge Alpena | GEN7 | Petroleum Coke | 10 | 10 | Industrial CHP
40430 | Lafarge Corp | 50305 | LaFarge Alpena | GEN8 | Petroleum Coke | 11 | 11 | Industrial CHP
40430 | Lafarge Corp | 50305 | LaFarge Alpena | GEN9 | Petroleum Coke | 11 | 11 | Industrial CHP
40437 | Emerald People's Utility Dist | 7413 | Short Mountain | 1 | Landfill Gas | 0.8 | 0.8 | Electric Utility
40437 | Emerald People's Utility Dist | 7413 | Short Mountain | 2 | Landfill Gas | 0.8 | 0.8 | Electric Utility
40437 | Emerald People's Utility Dist | 7413 | Short Mountain | 3 | Landfill Gas | 0.8 | 0.8 | Electric Utility
40437 | Emerald People's Utility Dist | 7413 | Short Mountain | 4 | Landfill Gas | 0.8 | 0.8 | Electric Utility
40444 | Truckee-Carson Irrigation District | 6521 | Lahontan | 1 | Conventional Hydroelectric | 0.6 | 0.6 | Electric Utility
40444 | Truckee-Carson Irrigation District | 6521 | Lahontan | 2 | Conventional Hydroelectric | 0.6 | 0.6 | Electric Utility
40444 | Truckee-Carson Irrigation District | 6521 | Lahontan | 3 | Conventional Hydroelectric | 0.6 | 0.6 | Electric Utility
40444 | Truckee-Carson Irrigation District | 50261 | New Lahontan | GEN1 | Conventional Hydroelectric | 4 | 3.8 | IPP Non-CHP
40548 | Unalakleet Valley Elec Coop | 6299 | Unalakleet | 5 | Petroleum Liquids | 0.5 | 0.4 | Electric Utility
40548 | Unalakleet Valley Elec Coop | 6299 | Unalakleet | 6 | Petroleum Liquids | 0.5 | 0.4 | Electric Utility
40548 | Unalakleet Valley Elec Coop | 6299 | Unalakleet | 7 | Petroleum Liquids | 0.5 | 0.4 | Electric Utility
40548 | Unalakleet Valley Elec Coop | 6299 | Unalakleet | 8 | Petroleum Liquids | 0.5 | 0.4 | Electric Utility
40575 | Utah Associated Mun Power Sys | 56177 | Nebo Power Station | GT1 | Natural Gas Fired Combined Cycle | 65 | 65 | IPP Non-CHP
40575 | Utah Associated Mun Power Sys | 56177 | Nebo Power Station | ST1 | Natural Gas Fired Combined Cycle | 75 | 65 | IPP Non-CHP
40577 | American Mun Power-Ohio, Inc | 7575 | Bowling Green | 1 | Petroleum Liquids | 1.6 | 1.6 | Electric Utility
40577 | American Mun Power-Ohio, Inc | 7575 | Bowling Green | 2 | Petroleum Liquids | 7.2 | 7.2 | Electric Utility
40577 | American Mun Power-Ohio, Inc | 7576 | Engle | 16 | Petroleum Liquids | 9 | 9 | Electric Utility
40577 | American Mun Power-Ohio, Inc | 7577 | Jackson (OH) | 12 | Petroleum Liquids | 3.6 | 3.6 | Electric Utility
40577 | American Mun Power-Ohio, Inc | 7578 | Napoleon | 1 | Petroleum Liquids | 1.8 | 1.8 | Electric Utility
40577 | American Mun Power-Ohio, Inc | 7578 | Napoleon | 2 | Petroleum Liquids | 1.8 | 1.8 | Electric Utility
40577 | American Mun Power-Ohio, Inc | 7578 | Napoleon | 3 | Petroleum Liquids | 1.8 | 1.8 | Electric Utility
40577 | American Mun Power-Ohio, Inc | 7579 | Niles | 13 | Petroleum Liquids | 5.4 | 5.4 | Electric Utility
40577 | American Mun Power-Ohio, Inc | 7580 | Wadsworth | 13 | Petroleum Liquids | 5.4 | 5.4 | Electric Utility
40577 | American Mun Power-Ohio, Inc | 7594 | Belleville Dam | 1 | Conventional Hydroelectric | 21 | 21 | Electric Utility
40577 | American Mun Power-Ohio, Inc | 7594 | Belleville Dam | 2 | Conventional Hydroelectric | 21 | 21 | Electric Utility
40577 | American Mun Power-Ohio, Inc | 7603 | Prospect Municipal | 1 | Petroleum Liquids | 1.8 | 1.8 | Electric Utility
40577 | American Mun Power-Ohio, Inc | 7774 | Cleveland Peaking | 1 | Petroleum Liquids | 1.8 | 1.8 | Electric Utility
40577 | American Mun Power-Ohio, Inc | 7774 | Cleveland Peaking | 2 | Petroleum Liquids | 1.8 | 1.8 | Electric Utility
40577 | American Mun Power-Ohio, Inc | 7774 | Cleveland Peaking | 3 | Petroleum Liquids | 1.8 | 1.8 | Electric Utility
40577 | American Mun Power-Ohio, Inc | 7774 | Cleveland Peaking | 4 | Petroleum Liquids | 1.8 | 1.8 | Electric Utility
40577 | American Mun Power-Ohio, Inc | 7774 | Cleveland Peaking | 5 | Petroleum Liquids | 1.8 | 1.8 | Electric Utility
40577 | American Mun Power-Ohio, Inc | 7774 | Cleveland Peaking | 6 | Petroleum Liquids | 1.8 | 1.8 | Electric Utility
40577 | American Mun Power-Ohio, Inc | 7775 | Versailles Peaking | 1 | Petroleum Liquids | 1.8 | 1.8 | Electric Utility
40577 | American Mun Power-Ohio, Inc | 7775 | Versailles Peaking | 2 | Petroleum Liquids | 1.8 | 1.8 | Electric Utility
40577 | American Mun Power-Ohio, Inc | 7775 | Versailles Peaking | 3 | Petroleum Liquids | 1.8 | 1.8 | Electric Utility
40577 | American Mun Power-Ohio, Inc | 7776 | Napoleon Peaking | 4 | Petroleum Liquids | 1.8 | 1.8 | Electric Utility
40577 | American Mun Power-Ohio, Inc | 7776 | Napoleon Peaking | 5 | Petroleum Liquids | 1.8 | 1.8 | Electric Utility
40577 | American Mun Power-Ohio, Inc | 7776 | Napoleon Peaking | 6 | Petroleum Liquids | 1.8 | 1.8 | Electric Utility
40577 | American Mun Power-Ohio, Inc | 7777 | Dover Peaking | 1 | Petroleum Liquids | 1.8 | 1.8 | Electric Utility
40577 | American Mun Power-Ohio, Inc | 7777 | Dover Peaking | 2 | Petroleum Liquids | 1.8 | 1.8 | Electric Utility
40577 | American Mun Power-Ohio, Inc | 7777 | Dover Peaking | 3 | Petroleum Liquids | 1.8 | 1.8 | Electric Utility
40577 | American Mun Power-Ohio, Inc | 7777 | Dover Peaking | 4 | Petroleum Liquids | 1.8 | 1.8 | Electric Utility
40577 | American Mun Power-Ohio, Inc | 7777 | Dover Peaking | 5 | Petroleum Liquids | 1.8 | 1.8 | Electric Utility
40577 | American Mun Power-Ohio, Inc | 7777 | Dover Peaking | 6 | Petroleum Liquids | 1.8 | 1.8 | Electric Utility
40577 | American Mun Power-Ohio, Inc | 7778 | Orrville Peaking | 1 | Petroleum Liquids | 1.8 | 1.8 | Electric Utility
40577 | American Mun Power-Ohio, Inc | 7778 | Orrville Peaking | 2 | Petroleum Liquids | 1.8 | 1.8 | Electric Utility
40577 | American Mun Power-Ohio, Inc | 7778 | Orrville Peaking | 3 | Petroleum Liquids | 1.8 | 1.8 | Electric Utility
40577 | American Mun Power-Ohio, Inc | 7779 | Bryan Peaking | 1 | Petroleum Liquids | 1.8 | 1.8 | Electric Utility
40577 | American Mun Power-Ohio, Inc | 7779 | Bryan Peaking | 2 | Petroleum Liquids | 1.8 | 1.8 | Electric Utility
40577 | American Mun Power-Ohio, Inc | 7779 | Bryan Peaking | 3 | Petroleum Liquids | 1.8 | 1.8 | Electric Utility
40577 | American Mun Power-Ohio, Inc | 7779 | Bryan Peaking | 4 | Petroleum Liquids | 1.8 | 1.8 | Electric Utility
40577 | American Mun Power-Ohio, Inc | 7779 | Bryan Peaking | 5 | Petroleum Liquids | 1.8 | 1.8 | Electric Utility
40577 | American Mun Power-Ohio, Inc | 7779 | Bryan Peaking | 6 | Petroleum Liquids | 1.8 | 1.8 | Electric Utility
40577 | American Mun Power-Ohio, Inc | 7780 | Jackson Cntr Peaking | 1 | Petroleum Liquids | 1.8 | 1.8 | Electric Utility
40577 | American Mun Power-Ohio, Inc | 7781 | Arcanum Peaking | 1 | Petroleum Liquids | 1.8 | 1.8 | Electric Utility
40577 | American Mun Power-Ohio, Inc | 7782 | Hamilton Peaking | 1 | Natural Gas Fired Combustion Turbine | 32 | 29 | Electric Utility
40577 | American Mun Power-Ohio, Inc | 7783 | Bowling Green Peaking | 1 | Natural Gas Fired Combustion Turbine | 32 | 29 | Electric Utility
40577 | American Mun Power-Ohio, Inc | 7791 | Montpelier | 1 | Petroleum Liquids | 1.8 | 1.8 | Electric Utility
40577 | American Mun Power-Ohio, Inc | 7791 | Montpelier | 2 | Petroleum Liquids | 1.8 | 1.8 | Electric Utility
40577 | American Mun Power-Ohio, Inc | 7791 | Montpelier | 3 | Petroleum Liquids | 1.8 | 1.8 | Electric Utility
40577 | American Mun Power-Ohio, Inc | 7791 | Montpelier | 4 | Petroleum Liquids | 1.8 | 1.8 | Electric Utility
40577 | American Mun Power-Ohio, Inc | 7791 | Montpelier | 5 | Petroleum Liquids | 1.8 | 1.8 | Electric Utility
40577 | American Mun Power-Ohio, Inc | 7791 | Montpelier | 6 | Petroleum Liquids | 1.8 | 1.8 | Electric Utility
40577 | American Mun Power-Ohio, Inc | 7827 | Shelby North | 1 | Petroleum Liquids | 1.8 | 1.8 | Electric Utility
40577 | American Mun Power-Ohio, Inc | 7874 | Edgerton | 1 | Petroleum Liquids | 1.8 | 1.8 | Electric Utility
40577 | American Mun Power-Ohio, Inc | 7874 | Edgerton | 2 | Petroleum Liquids | 1.8 | 1.8 | Electric Utility
40577 | American Mun Power-Ohio, Inc | 7878 | Wellington | 1 | Petroleum Liquids | 1 | 1 | Electric Utility
40577 | American Mun Power-Ohio, Inc | 7918 | Galion | 1 | Petroleum Liquids | 1.8 | 1.8 | Electric Utility
40577 | American Mun Power-Ohio, Inc | 7918 | Galion | 2 | Petroleum Liquids | 1.8 | 1.8 | Electric Utility
40577 | American Mun Power-Ohio, Inc | 7918 | Galion | 3 | Petroleum Liquids | 1.8 | 1.8 | Electric Utility
40577 | American Mun Power-Ohio, Inc | 7919 | Seville | 1 | Petroleum Liquids | 1.8 | 1.8 | Electric Utility
40577 | American Mun Power-Ohio, Inc | 7919 | Seville | 2 | Petroleum Liquids | 1.8 | 1.8 | Electric Utility
40577 | American Mun Power-Ohio, Inc | 7919 | Seville | 3 | Petroleum Liquids | 1.8 | 1.8 | Electric Utility
40577 | American Mun Power-Ohio, Inc | 55262 | Bowling Green Generating Station | CT1 | Natural Gas Fired Combustion Turbine | 33 | 26 | Electric Utility
40577 | American Mun Power-Ohio, Inc | 55262 | Bowling Green Generating Station | CT2 | Natural Gas Fired Combustion Turbine | 16.5 | 12 | Electric Utility
40577 | American Mun Power-Ohio, Inc | 55263 | Galion Generating Station | CT1 | Natural Gas Fired Combustion Turbine | 33 | 26 | Electric Utility
40577 | American Mun Power-Ohio, Inc | 55263 | Galion Generating Station | CT2 | Natural Gas Fired Combustion Turbine | 16.5 | 12 | Electric Utility
40577 | American Mun Power-Ohio, Inc | 55264 | Napoleon Peaking Station | CT1 | Natural Gas Fired Combustion Turbine | 33 | 26 | Electric Utility
40577 | American Mun Power-Ohio, Inc | 55264 | Napoleon Peaking Station | CT2 | Natural Gas Fired Combustion Turbine | 16.5 | 12 | Electric Utility
40577 | American Mun Power-Ohio, Inc | 55701 | Fremont Energy Center | CA01 | Natural Gas Fired Combined Cycle | 358.7 | 343.1 | Electric Utility
40577 | American Mun Power-Ohio, Inc | 55701 | Fremont Energy Center | CT01 | Natural Gas Fired Combined Cycle | 190.4 | 167.4 | Electric Utility
40577 | American Mun Power-Ohio, Inc | 55701 | Fremont Energy Center | CT02 | Natural Gas Fired Combined Cycle | 190.4 | 166.2 | Electric Utility
40577 | American Mun Power-Ohio, Inc | 56226 | Bowling Green Wind | 1 | Onshore Wind Turbine | 1.8 | 1.8 | Electric Utility
40577 | American Mun Power-Ohio, Inc | 56226 | Bowling Green Wind | 2 | Onshore Wind Turbine | 1.8 | 1.8 | Electric Utility
40577 | American Mun Power-Ohio, Inc | 56226 | Bowling Green Wind | 3 | Onshore Wind Turbine | 1.8 | 1.8 | Electric Utility
40577 | American Mun Power-Ohio, Inc | 56226 | Bowling Green Wind | 4 | Onshore Wind Turbine | 1.8 | 1.8 | Electric Utility
40577 | American Mun Power-Ohio, Inc | 58082 | AMP Napoleon Solar Facility | NSF1 | Solar Photovoltaic | 3.5 | 3.5 | Electric Utility
40580 | Southern Minnesota Mun P Agny | 1973 | Fairmont (MN) | 10 | Natural Gas Internal Combustion Engine | 6.5 | 6.5 | Electric Utility
40580 | Southern Minnesota Mun P Agny | 1973 | Fairmont (MN) | 11 | Natural Gas Internal Combustion Engine | 6.5 | 6.5 | Electric Utility
40580 | Southern Minnesota Mun P Agny | 1973 | Fairmont (MN) | 12 | Natural Gas Internal Combustion Engine | 6.5 | 6.5 | Electric Utility
40580 | Southern Minnesota Mun P Agny | 1973 | Fairmont (MN) | 6 | Petroleum Liquids | 6.5 | 6 | Electric Utility
40580 | Southern Minnesota Mun P Agny | 1973 | Fairmont (MN) | 7 | Petroleum Liquids | 6.5 | 6 | Electric Utility
40580 | Southern Minnesota Mun P Agny | 1973 | Fairmont (MN) | 9 | Natural Gas Internal Combustion Engine | 6.5 | 6.5 | Electric Utility
40580 | Southern Minnesota Mun P Agny | 56414 | Redwood Falls Wind | WND1 | Onshore Wind Turbine | 1.7 | 1.7 | Electric Utility
40580 | Southern Minnesota Mun P Agny | 56414 | Redwood Falls Wind | WND2 | Onshore Wind Turbine | 1.7 | 1.7 | Electric Utility
40580 | Southern Minnesota Mun P Agny | 56415 | Fairmont Wind | WND1 | Onshore Wind Turbine | 1 | 0.9 | Electric Utility
40580 | Southern Minnesota Mun P Agny | 56415 | Fairmont Wind | WND2 | Onshore Wind Turbine | 1 | 0.9 | Electric Utility
40580 | Southern Minnesota Mun P Agny | 56415 | Fairmont Wind | WND3 | Onshore Wind Turbine | 1.7 | 1.7 | Electric Utility
40580 | Southern Minnesota Mun P Agny | 56415 | Fairmont Wind | WND4 | Onshore Wind Turbine | 1.7 | 1.7 | Electric Utility
40580 | Southern Minnesota Mun P Agny | 57903 | SMMPA Methane Energy Facility | UNIT1 | Landfill Gas | 1.6 | 1.5 | Electric Utility
40582 | Michigan Public Power Agency | 7984 | Kalkaska CT #1 | 001 | Natural Gas Fired Combustion Turbine | 60.5 | 46.8 | Electric Utility
40606 | City of Grand Island - (NE) | 59 | Platte | 1 | Conventional Steam Coal | 109.8 | 100 | Electric Utility
40606 | City of Grand Island - (NE) | 2241 | C W Burdick | 1 | Natural Gas Steam Turbine | 18.7 | 16.5 | Electric Utility
40606 | City of Grand Island - (NE) | 2241 | C W Burdick | 2 | Natural Gas Steam Turbine | 24.9 | 22 | Electric Utility
40606 | City of Grand Island - (NE) | 2241 | C W Burdick | 3 | Natural Gas Steam Turbine | 54.4 | 54 | Electric Utility
40606 | City of Grand Island - (NE) | 2241 | C W Burdick | GT1 | Natural Gas Fired Combustion Turbine | 16 | 13.6 | Electric Utility
40606 | City of Grand Island - (NE) | 2241 | C W Burdick | GT2 | Natural Gas Fired Combustion Turbine | 63.4 | 34 | Electric Utility
40606 | City of Grand Island - (NE) | 2241 | C W Burdick | GT3 | Natural Gas Fired Combustion Turbine | 63.4 | 34 | Electric Utility
40613 | Northern California Power Agny | 7368 | Geothermal 1 | 1 | Geothermal | 55 | 26 | Electric Utility
40613 | Northern California Power Agny | 7368 | Geothermal 1 | 2 | Geothermal | 55 | 26 | Electric Utility
40613 | Northern California Power Agny | 7369 | Geothermal 2 | 3 | Geothermal | 55 | 30.1 | Electric Utility
40613 | Northern California Power Agny | 7369 | Geothermal 2 | 4 | Geothermal | 55 | 48 | Electric Utility
40613 | Northern California Power Agny | 7449 | Combustion Turbine Project No 2 | NA1 | Natural Gas Fired Combustion Turbine | 50 | 49.3 | Electric Utility
40613 | Northern California Power Agny | 7450 | Alameda | 1 | Natural Gas Fired Combustion Turbine | 27.4 | 21.8 | Electric Utility
40613 | Northern California Power Agny | 7450 | Alameda | 2 | Natural Gas Fired Combustion Turbine | 27.4 | 21.8 | Electric Utility
40613 | Northern California Power Agny | 7451 | Lodi | 1 | Natural Gas Fired Combustion Turbine | 27.4 | 23.3 | Electric Utility
40613 | Northern California Power Agny | 54554 | Spicer Meadow Project | GEN1 | Conventional Hydroelectric | 2.7 | 2.5 | Electric Utility
40613 | Northern California Power Agny | 54554 | Spicer Meadow Project | GEN2 | Conventional Hydroelectric | 2.7 | 2.5 | Electric Utility
40613 | Northern California Power Agny | 54554 | Spicer Meadow Project | GEN3 | Conventional Hydroelectric | 0.5 | 0.5 | Electric Utility
40613 | Northern California Power Agny | 54555 | Collierville Powerhouse | GEN1 | Conventional Hydroelectric | 126.5 | 126.5 | Electric Utility
40613 | Northern California Power Agny | 54555 | Collierville Powerhouse | GEN2 | Conventional Hydroelectric | 126.5 | 126.5 | Electric Utility
40613 | Northern California Power Agny | 57978 | Lodi Energy Center | CT1 | Natural Gas Fired Combined Cycle | 185 | 162 | Electric Utility
40613 | Northern California Power Agny | 57978 | Lodi Energy Center | ST1 | All Other | 103.9 | 95 | Electric Utility
40614 | Alabama Municipal Elec Authority | 56018 | AMEA Peaking | 1 | Natural Gas Fired Combustion Turbine | 49.3 | 47.5 | Electric Utility
40614 | Alabama Municipal Elec Authority | 56018 | AMEA Peaking | 2 | Natural Gas Fired Combustion Turbine | 49.3 | 47.5 | Electric Utility
42659 | Pennsylvania Renewable Resources | 52173 | Conemaugh Hydro Plant | GEN1 | Conventional Hydroelectric | 7.5 | 2 | IPP Non-CHP
42659 | Pennsylvania Renewable Resources | 52173 | Conemaugh Hydro Plant | GEN2 | Conventional Hydroelectric | 7.5 | 2 | IPP Non-CHP
42662 | N E W Hydro LLC | 4044 | Oconto Falls Upper | 1 | Conventional Hydroelectric | 0.4 | 0.4 | IPP Non-CHP
42662 | N E W Hydro LLC | 4044 | Oconto Falls Upper | 2 | Conventional Hydroelectric | 0.4 | 0.4 | IPP Non-CHP
42662 | N E W Hydro LLC | 4044 | Oconto Falls Upper | 3 | Conventional Hydroelectric | 0.3 | 0.3 | IPP Non-CHP
42662 | N E W Hydro LLC | 50408 | Park Mill | 1 | Conventional Hydroelectric | 0.4 | 0.4 | Industrial Non-CHP
42662 | N E W Hydro LLC | 50408 | Park Mill | 10 | Conventional Hydroelectric | 0.3 | 0.3 | Industrial Non-CHP
42662 | N E W Hydro LLC | 50408 | Park Mill | 2 | Conventional Hydroelectric | 0.2 | 0.2 | Industrial Non-CHP
42662 | N E W Hydro LLC | 50408 | Park Mill | 3 | Conventional Hydroelectric | 0.4 | 0.4 | Industrial Non-CHP
42662 | N E W Hydro LLC | 50408 | Park Mill | 6 | Conventional Hydroelectric | 0.4 | 0.4 | Industrial Non-CHP
42662 | N E W Hydro LLC | 50408 | Park Mill | 7 | Conventional Hydroelectric | 0.4 | 0.4 | Industrial Non-CHP
42662 | N E W Hydro LLC | 50409 | Menominee Mill Marinette | 4 | Conventional Hydroelectric | 0.4 | 0.4 | Industrial Non-CHP
42662 | N E W Hydro LLC | 50409 | Menominee Mill Marinette | 5 | Conventional Hydroelectric | 0.4 | 0.4 | Industrial Non-CHP
42662 | N E W Hydro LLC | 50409 | Menominee Mill Marinette | 8 | Conventional Hydroelectric | 0.5 | 0.5 | Industrial Non-CHP
42662 | N E W Hydro LLC | 50409 | Menominee Mill Marinette | 9 | Conventional Hydroelectric | 0.5 | 0.5 | Industrial Non-CHP
42662 | N E W Hydro LLC | 50439 | Oconto Falls Lower | GEN1 | Conventional Hydroelectric | 0.3 | 0.3 | Industrial Non-CHP
42662 | N E W Hydro LLC | 50439 | Oconto Falls Lower | GEN2 | Conventional Hydroelectric | 1.7 | 1.7 | Industrial Non-CHP
42744 | Desehutes Valley Water District | 54251 | Opal Springs Hydro | 1 | Conventional Hydroelectric | 4.3 | 3.3 | IPP Non-CHP
42806 | BP Hydro Associates | 10807 | Dietrich Drop | GEN1 | Conventional Hydroelectric | 4.8 | 4.8 | IPP Non-CHP
42806 | BP Hydro Associates | 10808 | Low Line Rapids | GEN1 | Conventional Hydroelectric | 2.8 | 2.7 | IPP Non-CHP
42806 | BP Hydro Associates | 10809 | Rock Creek II | GEN1 | Conventional Hydroelectric | 1.9 | 1.8 | IPP Non-CHP
42890 | Woonsocket City of | 54688 | Thundermist Hydro | HYD1 | Conventional Hydroelectric | 1.2 | 1.1 | IPP Non-CHP
42892 | Spokane City of | 50380 | Upriver Dam Hydro Plant | GEN1 | Conventional Hydroelectric | 2 | 0.5 | IPP Non-CHP
42892 | Spokane City of | 50380 | Upriver Dam Hydro Plant | GEN2 | Conventional Hydroelectric | 2 | 0.5 | IPP Non-CHP
42892 | Spokane City of | 50380 | Upriver Dam Hydro Plant | GEN3 | Conventional Hydroelectric | 2 | 0.5 | IPP Non-CHP
42892 | Spokane City of | 50380 | Upriver Dam Hydro Plant | GEN4 | Conventional Hydroelectric | 5.8 | 1.5 | IPP Non-CHP
42892 | Spokane City of | 50380 | Upriver Dam Hydro Plant | GEN5 | Conventional Hydroelectric | 5.8 | 1.5 | IPP Non-CHP
42892 | Spokane City of | 50886 | Wheelabrator Spokane | GEN1 | Municipal Solid Waste | 26 | 22.7 | IPP Non-CHP
44466 | BP PLC | 52130 | Whiting Refinery | 31TG | Other Gases | 12.5 | 11.2 | Industrial CHP
44466 | BP PLC | 52130 | Whiting Refinery | 32TG | Other Gases | 12.5 | 11.2 | Industrial CHP
44466 | BP PLC | 52130 | Whiting Refinery | 33TG | Other Gases | 18.8 | 16.4 | Industrial CHP
44466 | BP PLC | 52130 | Whiting Refinery | 34TG | Other Gases | 10 | 11.8 | Industrial CHP
44466 | BP PLC | 52130 | Whiting Refinery | 35TG | Other Gases | 30 | 38 | Industrial CHP
49732 | Chevron Products Company-Richmond | 52109 | Richmond Cogen | GEN1 | Natural Gas Fired Combined Cycle | 62.6 | 50 | Industrial CHP
49732 | Chevron Products Company-Richmond | 52109 | Richmond Cogen | GEN2 | Natural Gas Fired Combined Cycle | 62.6 | 50 | Industrial CHP
49732 | Chevron Products Company-Richmond | 52109 | Richmond Cogen | GEN5 | Other Gases | 30.4 | 30.4 | Industrial CHP
49735 | HGST a Western Digital Company | 50024 | HGST San Jose Standby Generator | 50MW | Petroleum Liquids | 55.3 | 42 | Industrial Non-CHP
49748 | ORCAL Geothermal, Inc | 54111 | Second Imperial Geothermal | GE10 | Geothermal | 4.5 | 3.8 | IPP Non-CHP
49748 | ORCAL Geothermal, Inc | 54111 | Second Imperial Geothermal | GE11 | Geothermal | 4.5 | 3.8 | IPP Non-CHP
49748 | ORCAL Geothermal, Inc | 54111 | Second Imperial Geothermal | GE12 | Geothermal | 4.5 | 3.8 | IPP Non-CHP
49748 | ORCAL Geothermal, Inc | 54111 | Second Imperial Geothermal | GE13 | Geothermal | 16 | 2 | IPP Non-CHP
49748 | ORCAL Geothermal, Inc | 54111 | Second Imperial Geothermal | GEN1 | Geothermal | 3.5 | 3 | IPP Non-CHP
49748 | ORCAL Geothermal, Inc | 54111 | Second Imperial Geothermal | GEN14 | Geothermal | 16 | 12 | IPP Non-CHP
49748 | ORCAL Geothermal, Inc | 54111 | Second Imperial Geothermal | GEN2 | Geothermal | 3.5 | 3 | IPP Non-CHP
49748 | ORCAL Geothermal, Inc | 54111 | Second Imperial Geothermal | GEN3 | Geothermal | 3.5 | 3 | IPP Non-CHP
49748 | ORCAL Geothermal, Inc | 54111 | Second Imperial Geothermal | GEN4 | Geothermal | 3.5 | 3 | IPP Non-CHP
49748 | ORCAL Geothermal, Inc | 54111 | Second Imperial Geothermal | GEN5 | Geothermal | 3.5 | 3 | IPP Non-CHP
49748 | ORCAL Geothermal, Inc | 54111 | Second Imperial Geothermal | GEN6 | Geothermal | 3.5 | 3 | IPP Non-CHP
49748 | ORCAL Geothermal, Inc | 54111 | Second Imperial Geothermal | GEN7 | Geothermal | 4.5 | 3.8 | IPP Non-CHP
49748 | ORCAL Geothermal, Inc | 54111 | Second Imperial Geothermal | GEN8 | Geothermal | 4.5 | 3.8 | IPP Non-CHP
49748 | ORCAL Geothermal, Inc | 54111 | Second Imperial Geothermal | GEN9 | Geothermal | 4.5 | 3.8 | IPP Non-CHP
49748 | ORCAL Geothermal, Inc | 54689 | Heber Geothermal | 1 | Geothermal | 52 | 38 | IPP Non-CHP
49748 | ORCAL Geothermal, Inc | 54689 | Heber Geothermal | 2 | Geothermal | 7 | 5 | IPP Non-CHP
49748 | ORCAL Geothermal, Inc | 54689 | Heber Geothermal | 3 | Geothermal | 3.5 | 2.5 | IPP Non-CHP
49750 | FPL Energy Green Power | 55396 | Green Power I | WGNS | Onshore Wind Turbine | 16.5 | 16.5 | IPP Non-CHP
49751 | FPL Energy Cabazon Wind | 50552 | Cabazon Wind Farm | WGNS | Onshore Wind Turbine | 39.7 | 39.7 | IPP Non-CHP
49753 | Brooks Energy, LLC | 10051 | Lockville Hydropower | GEN1 | Conventional Hydroelectric | 0.6 | 0.6 | IPP Non-CHP
49753 | Brooks Energy, LLC | 10051 | Lockville Hydropower | GEN2 | Conventional Hydroelectric | 0.6 | 0.6 | IPP Non-CHP
49756 | Illinois Power Resources Generating LLC | 856 | E D Edwards | 1 | Conventional Steam Coal | 136 | 95 | Electric Utility
49756 | Illinois Power Resources Generating LLC | 856 | E D Edwards | 2 | Conventional Steam Coal | 280.5 | 240 | Electric Utility
49756 | Illinois Power Resources Generating LLC | 856 | E D Edwards | 3 | Conventional Steam Coal | 363.8 | 315 | Electric Utility
49756 | Illinois Power Resources Generating LLC | 6016 | Duck Creek | 1 | Conventional Steam Coal | 441 | 410 | Electric Utility
49760 | Covanta Montgomery, Inc. | 50657 | Montgomery County Resource Recovery | GEN1 | Municipal Solid Waste | 67.8 | 54 | IPP Non-CHP
49768 | Bastrop Energy Partners, LP | 55168 | Bastrop Energy Center | 0001 | Natural Gas Fired Combined Cycle | 188.2 | 149 | IPP Non-CHP
49768 | Bastrop Energy Partners, LP | 55168 | Bastrop Energy Center | 0002 | Natural Gas Fired Combined Cycle | 188.2 | 149 | IPP Non-CHP
49768 | Bastrop Energy Partners, LP | 55168 | Bastrop Energy Center | 0003 | Natural Gas Fired Combined Cycle | 242.3 | 227 | IPP Non-CHP
49770 | Energy Recovery Operations, Inc | 54935 | Harford Waste to Energy Facility | 001 | Municipal Solid Waste | 1.2 | 1.1 | Commercial CHP
49774 | Kinder Morgan Yates Operation | 55025 | Yates Gas Plant | GEN1 | Natural Gas Fired Combustion Turbine | 2.8 | 2.8 | Industrial CHP
49774 | Kinder Morgan Yates Operation | 55025 | Yates Gas Plant | GEN2 | Natural Gas Fired Combustion Turbine | 2.8 | 2.8 | Industrial CHP
49775 | Middlesex Generating Company LLC | 56119 | Middlesex Generating Facility | 100 | Landfill Gas | 6 | 4.1 | IPP CHP
49775 | Middlesex Generating Company LLC | 56119 | Middlesex Generating Facility | 200 | Landfill Gas | 6 | 4.1 | IPP CHP
49775 | Middlesex Generating Company LLC | 56119 | Middlesex Generating Facility | 300 | Landfill Gas | 10.5 | 10.6 | IPP CHP
49777 | SP Fiber Technologies NW LLC | 56124 | SPFT - Newberg Cogen | TG1 | Wood/Wood Waste Biomass | 12.5 | 3.2 | Industrial CHP
49777 | SP Fiber Technologies NW LLC | 56124 | SPFT - Newberg Cogen | TG2 | Wood/Wood Waste Biomass | 42.8 | 11.9 | Industrial CHP
49778 | Kraft Foods | 54933 | Mondelez Global LLC | GEN1 | Natural Gas Fired Combustion Turbine | 4.7 | 5 | Industrial CHP
49786 | Jamaica Bay Peaking Facility, LLC | 56141 | Jamaica Bay Peaking | 2 | Petroleum Liquids | 60.5 | 54.3 | IPP Non-CHP
49791 | Eastman Cogeneration LP | 55176 | Eastman Cogeneration Facility | GEN1 | Natural Gas Fired Combined Cycle | 170 | 146.2 | IPP CHP
49791 | Eastman Cogeneration LP | 55176 | Eastman Cogeneration Facility | GEN2 | Natural Gas Fired Combined Cycle | 170 | 146.2 | IPP CHP
49791 | Eastman Cogeneration LP | 55176 | Eastman Cogeneration Facility | GEN3 | Natural Gas Fired Combined Cycle | 127.7 | 109.8 | IPP CHP
49796 | Desert Sky Wind Farm LP | 55992 | Desert Sky | 1 | Onshore Wind Turbine | 160.5 | 160.5 | IPP Non-CHP
49801 | Expera Specialty Solutions | 50933 | Rhinelander Mill | GEN5 | Natural Gas Steam Turbine | 10 | 4 | Industrial CHP
49801 | Expera Specialty Solutions | 50933 | Rhinelander Mill | GEN6 | Conventional Steam Coal | 9.3 | 6.3 | Industrial CHP
49801 | Expera Specialty Solutions | 50933 | Rhinelander Mill | HYD1 | Conventional Hydroelectric | 0.5 | 0.5 | Industrial CHP
49801 | Expera Specialty Solutions | 50933 | Rhinelander Mill | HYD2 | Conventional Hydroelectric | 0.5 | 0.5 | Industrial CHP
49801 | Expera Specialty Solutions | 50933 | Rhinelander Mill | HYD3 | Conventional Hydroelectric | 1 | 1 | Industrial CHP
49805 | Kennecott Utah Copper | 56163 | Kennecott Power Plant | 1 | Conventional Steam Coal | 50 | 50 | Industrial CHP
49805 | Kennecott Utah Copper | 56163 | Kennecott Power Plant | 2 | Conventional Steam Coal | 25 | 25 | Industrial CHP
49805 | Kennecott Utah Copper | 56163 | Kennecott Power Plant | 3 | Conventional Steam Coal | 25 | 25 | Industrial CHP
49805 | Kennecott Utah Copper | 56163 | Kennecott Power Plant | 4 | Conventional Steam Coal | 82 | 75 | Industrial CHP
49805 | Kennecott Utah Copper | 56163 | Kennecott Power Plant | RCHP | Natural Gas Fired Combustion Turbine | 6.4 | 5.9 | Industrial CHP
49805 | Kennecott Utah Copper | 56163 | Kennecott Power Plant | SM58 | All Other | 31.8 | 31.8 | Industrial CHP
49812 | NEO Freehold Gen LLC | 56169 | NEO Freehold Gen LLC | UNT1 | Natural Gas Internal Combustion Engine | 1.1 | 1.1 | IPP CHP
49812 | NEO Freehold Gen LLC | 56169 | NEO Freehold Gen LLC | UNT2 | Natural Gas Internal Combustion Engine | 1.1 | 1.1 | IPP CHP
49831 | Unilin Flooring NC LLC-Columbia Flooring | 56182 | Columbia Flooring Melbourne | Kato | Wood/Wood Waste Biomass | 2 | 1.7 | Industrial CHP
49837 | Pinelawn Power LLC | 56188 | Pinelawn Power LLC | CTG | Natural Gas Fired Combined Cycle | 50 | 47 | IPP Non-CHP
49837 | Pinelawn Power LLC | 56188 | Pinelawn Power LLC | STG | Natural Gas Fired Combined Cycle | 32 | 27.5 | IPP Non-CHP
49840 | Waterside Power, LLC | 56189 | Waterside Power, LLC | 1 | Petroleum Liquids | 23.2 | 23.2 | IPP Non-CHP
49840 | Waterside Power, LLC | 56189 | Waterside Power, LLC | 2 | Petroleum Liquids | 23.2 | 23.2 | IPP Non-CHP
49840 | Waterside Power, LLC | 56189 | Waterside Power, LLC | 4 | Petroleum Liquids | 23.2 | 23.3 | IPP Non-CHP
49840 | Waterside Power, LLC | 56189 | Waterside Power, LLC | 5 | Petroleum Liquids | 23.2 | 23.3 | IPP Non-CHP
49840 | Waterside Power, LLC | 56189 | Waterside Power, LLC | 7 | Petroleum Liquids | 23.2 | 23.3 | IPP Non-CHP
49842 | Georgia-Pacific Consr Prods LP-Wauna | 56192 | Georgia-Pacific Wauna Mill | 1 | Wood/Wood Waste Biomass | 36 | 22 | Industrial CHP
49844 | Eurus Combine Hills I LLC | 56195 | Combine Hills I | 001 | Onshore Wind Turbine | 41 | 41 | IPP Non-CHP
49845 | Equus Power I, L.P., | 56032 | Equus Freeport Power | 0001 | Natural Gas Fired Combustion Turbine | 60 | 47.9 | IPP Non-CHP
49845 | Equus Power I, L.P., | 56032 | Equus Freeport Power | 001 | Natural Gas Fired Combustion Turbine | 60 | 47.7 | IPP Non-CHP
49846 | Covanta Honolulu Resource Recovery | 10334 | H Power | GEN1 | Municipal Solid Waste | 63.7 | 60 | Commercial Non-CHP
49846 | Covanta Honolulu Resource Recovery | 10334 | H Power | GEN2 | Municipal Solid Waste | 33.6 | 28 | Commercial Non-CHP
49852 | Great Bay Hydro Corp | 3731 | Newport | 1 | Conventional Hydroelectric | 1.7 | 1.7 | IPP Non-CHP
49852 | Great Bay Hydro Corp | 3731 | Newport | 2 | Conventional Hydroelectric | 1.7 | 1.7 | IPP Non-CHP
49852 | Great Bay Hydro Corp | 3731 | Newport | 3 | Conventional Hydroelectric | 0.6 | 0.6 | IPP Non-CHP
49867 | Tofteland Windfarm LLC | 56202 | Tofteland Windfarm LLC | I | Onshore Wind Turbine | 2 | 2 | IPP Non-CHP
49869 | Fey Windfarm LLC | 56204 | Fey Windfarm LLC | 1 | Onshore Wind Turbine | 2 | 2 | IPP Non-CHP
49870 | Windcurrent Farms LLC | 56205 | Windcurrent Farms LLC | 1 | Onshore Wind Turbine | 2 | 2 | IPP Non-CHP
49880 | EDP Renewables North America LLC | 55769 | Madison Windpower LLC | MADW | Onshore Wind Turbine | 11.5 | 11.5 | IPP Non-CHP
49889 | Mount Carmel Cogen Inc | 10343 | Foster Wheeler Mt Carmel Cogen | TG1 | Conventional Steam Coal | 47.3 | 43 | IPP CHP
49893 | Invenergy Services LLC | 7999 | Grays Harbor Energy Facility | CT1 | Natural Gas Fired Combined Cycle | 175 | 165 | Electric Utility
49893 | Invenergy Services LLC | 7999 | Grays Harbor Energy Facility | CT2 | Natural Gas Fired Combined Cycle | 175 | 172 | Electric Utility
49893 | Invenergy Services LLC | 7999 | Grays Harbor Energy Facility | ST1 | Natural Gas Fired Combined Cycle | 300 | 300 | Electric Utility
49893 | Invenergy Services LLC | 50949 | Hardee Power Station | GEN1 | Natural Gas Fired Combined Cycle | 86 | 70 | IPP Non-CHP
49893 | Invenergy Services LLC | 50949 | Hardee Power Station | GEN2 | Natural Gas Fired Combined Cycle | 86 | 70 | IPP Non-CHP
49893 | Invenergy Services LLC | 50949 | Hardee Power Station | GEN3 | Natural Gas Fired Combined Cycle | 86 | 78 | IPP Non-CHP
49893 | Invenergy Services LLC | 50949 | Hardee Power Station | GEN4 | Natural Gas Fired Combustion Turbine | 84 | 70 | IPP Non-CHP
49893 | Invenergy Services LLC | 50949 | Hardee Power Station | GEN5 | Natural Gas Fired Combustion Turbine | 90 | 70 | IPP Non-CHP
49893 | Invenergy Services LLC | 56241 | Cannon Falls Energy Center | UNT1 | Natural Gas Fired Combustion Turbine | 204 | 199 | IPP Non-CHP
49893 | Invenergy Services LLC | 56241 | Cannon Falls Energy Center | UNT2 | Natural Gas Fired Combustion Turbine | 204 | 199 | IPP Non-CHP
49893 | Invenergy Services LLC | 56301 | Wolverine Creek | 1 | Onshore Wind Turbine | 64.5 | 64.5 | IPP Non-CHP
49893 | Invenergy Services LLC | 56320 | Spring Canyon | 1 | Onshore Wind Turbine | 60 | 60 | IPP Non-CHP
49893 | Invenergy Services LLC | 56377 | Judith Gap Wind Energy Center | 1 | Onshore Wind Turbine | 135 | 135 | IPP Non-CHP
49893 | Invenergy Services LLC | 56445 | Spindle Hill Energy Center | GEN1 | Natural Gas Fired Combustion Turbine | 197 | 135 | IPP Non-CHP
49893 | Invenergy Services LLC | 56445 | Spindle Hill Energy Center | GEN2 | Natural Gas Fired Combustion Turbine | 197 | 135 | IPP Non-CHP
49893 | Invenergy Services LLC | 56493 | Buffalo Mountain Energy Center | 4 | Onshore Wind Turbine | 27 | 27 | IPP Non-CHP
49893 | Invenergy Services LLC | 56506 | Scurry County Wind LP | SCW | Onshore Wind Turbine | 130.5 | 130.5 | IPP Non-CHP
49893 | Invenergy Services LLC | 56644 | Stanton Wind Energy LLC | 1 | Onshore Wind Turbine | 120 | 120 | IPP Non-CHP
49893 | Invenergy Services LLC | 56773 | McAdoo Wind Energy LLC | 1 | Onshore Wind Turbine | 150 | 150 | IPP Non-CHP
49893 | Invenergy Services LLC | 56774 | Turkey Track Wind Energy LLC | 1 | Onshore Wind Turbine | 169.5 | 169.5 | IPP Non-CHP
49893 | Invenergy Services LLC | 56775 | Scurry County Wind II | 1 | Onshore Wind Turbine | 120 | 120 | IPP Non-CHP
49893 | Invenergy Services LLC | 56941 | Grand Ridge Wind Energy Center | 1 | Onshore Wind Turbine | 99 | 99 | IPP Non-CHP
49893 | Invenergy Services LLC | 56941 | Grand Ridge Wind Energy Center | 2 | Onshore Wind Turbine | 51 | 51 | IPP Non-CHP
49893 | Invenergy Services LLC | 56941 | Grand Ridge Wind Energy Center | 3 | Onshore Wind Turbine | 49.5 | 49.5 | IPP Non-CHP
49893 | Invenergy Services LLC | 56941 | Grand Ridge Wind Energy Center | 4 | Onshore Wind Turbine | 10.5 | 10.5 | IPP Non-CHP
49893 | Invenergy Services LLC | 56942 | Forward Wind Energy Center | 1 | Onshore Wind Turbine | 99 | 99 | IPP Non-CHP
49893 | Invenergy Services LLC | 56942 | Forward Wind Energy Center | 2 | Onshore Wind Turbine | 30 | 30 | IPP Non-CHP
49893 | Invenergy Services LLC | 56952 | Willow Creek Energy Center | 1 | Onshore Wind Turbine | 72 | 72 | IPP Non-CHP
49893 | Invenergy Services LLC | 56953 | High Sheldon Wind Farm | 1 | Onshore Wind Turbine | 112 | 112 | IPP Non-CHP
49893 | Invenergy Services LLC | 57151 | Beech Ridge Energy LLC | GEN1 | Onshore Wind Turbine | 100.5 | 100.5 | IPP Non-CHP
49893 | Invenergy Services LLC | 57188 | Vantage Wind Energy LLC | 1 | Onshore Wind Turbine | 90 | 90 | IPP Non-CHP
49893 | Invenergy Services LLC | 57463 | Bishop Hill Energy LLC | 1 | Onshore Wind Turbine | 200 | 200 | IPP Non-CHP
49893 | Invenergy Services LLC | 57912 | Grand Ridge Solar Farm | 1 | Solar Photovoltaic | 20 | 20 | IPP Non-CHP
49893 | Invenergy Services LLC | 57959 | Desert Green Solar Farm LLC | 1 | Solar Photovoltaic | 6.3 | 6.3 | IPP Non-CHP
49893 | Invenergy Services LLC | 58008 | California Ridge Wind Energy LLC | CR | Onshore Wind Turbine | 217 | 200 | IPP Non-CHP
49893 | Invenergy Services LLC | 58321 | Goldthwaite Wind Energy Facility | 1 | Onshore Wind Turbine | 150 | 150 | IPP Non-CHP
49893 | Invenergy Services LLC | 58322 | Prairie Breeze | 1 | Onshore Wind Turbine | 206.5 | 206.5 | IPP Non-CHP
49893 | Invenergy Services LLC | 58572 | Lakeland Solar Energy LLC | 1 | Solar Photovoltaic | 0.9 | 0.9 | IPP Non-CHP
49893 | Invenergy Services LLC | 58572 | Lakeland Solar Energy LLC | 2 | Solar Photovoltaic | 0.9 | 0.9 | IPP Non-CHP
49893 | Invenergy Services LLC | 58677 | Gratiot County Wind LLC | 1 | Onshore Wind Turbine | 110.4 | 110.4 | IPP Non-CHP
49893 | Invenergy Services LLC | 58765 | Miami Wind Energy Center | 1 | Onshore Wind Turbine | 288.6 | 288.6 | IPP Non-CHP
49893 | Invenergy Services LLC | 58768 | Marsh Hill Wind Farm | 1 | Onshore Wind Turbine | 16.2 | 16.2 | IPP Non-CHP
49893 | Invenergy Services LLC | 58769 | Spring Canyon Expansion Wind Energy Ctr | 1 | Onshore Wind Turbine | 34 | 34 | IPP Non-CHP
49893 | Invenergy Services LLC | 58769 | Spring Canyon Expansion Wind Energy Ctr | SCIII | Onshore Wind Turbine | 28.6 | 28.6 | IPP Non-CHP
49893 | Invenergy Services LLC | 59957 | Grand Ridge Battery Projects | GIVB | Batteries | 1.5 | 1.5 | IPP Non-CHP
49896 | Newmont Nevada Energy Investment, LLC | 56224 | TS Power Plant | 001 | Conventional Steam Coal | 242 | 218.4 | IPP Non-CHP
49899 | CalEnergy Operating Corporation | 10631 | CE Leathers | GEN1 | Geothermal | 35.8 | 42 | IPP Non-CHP
49899 | CalEnergy Operating Corporation | 10632 | Del Ranch Company | GEN1 | Geothermal | 35.8 | 42 | IPP Non-CHP
49899 | CalEnergy Operating Corporation | 10634 | Elmore Company | GEN1 | Geothermal | 35.8 | 42 | IPP Non-CHP
49899 | CalEnergy Operating Corporation | 10759 | Salton Sea Power Gen Co - Unit 3 | GEN1 | Geothermal | 53.9 | 47.5 | IPP Non-CHP
49899 | CalEnergy Operating Corporation | 10878 | Salton Sea Power Gen Co Unit 1 | EE11 | Geothermal | 10 | 10 | IPP Non-CHP
49899 | CalEnergy Operating Corporation | 10879 | Salton Sea Power Gen Co - Unit 2 | GEN1 | Geothermal | 11.5 | 10 | IPP Non-CHP
49899 | CalEnergy Operating Corporation | 10879 | Salton Sea Power Gen Co - Unit 2 | GEN2 | Geothermal | 5 | 4 | IPP Non-CHP
49899 | CalEnergy Operating Corporation | 10879 | Salton Sea Power Gen Co - Unit 2 | GEN3 | Geothermal | 3.5 | 2.1 | IPP Non-CHP
49899 | CalEnergy Operating Corporation | 50210 | Vulcan-BN Geothermal Power Company | GEN1 | Geothermal | 30.1 | 23.5 | IPP Non-CHP
49899 | CalEnergy Operating Corporation | 50210 | Vulcan-BN Geothermal Power Company | GEN2 | Geothermal | 9.5 | 6 | IPP Non-CHP
49899 | CalEnergy Operating Corporation | 54996 | Salton Sea Power Gen Co - Unit 4 | 4100 | Geothermal | 47.5 | 44 | IPP Non-CHP
49899 | CalEnergy Operating Corporation | 55983 | Salton Sea Power LLC - Unit 5 | TG51 | Geothermal | 58.3 | 46 | IPP Non-CHP
49899 | CalEnergy Operating Corporation | 55984 | CE Turbo LLC | TG21 | Geothermal | 11.5 | 10.9 | IPP Non-CHP
49901 | Northern Star Generation Services Co LLC | 54365 | Orange Cogeneration Facility | APC1 | Natural Gas Fired Combined Cycle | 54 | 43 | IPP CHP
49901 | Northern Star Generation Services Co LLC | 54365 | Orange Cogeneration Facility | APC2 | Natural Gas Fired Combined Cycle | 54 | 43 | IPP CHP
49901 | Northern Star Generation Services Co LLC | 54365 | Orange Cogeneration Facility | APC3 | Natural Gas Fired Combined Cycle | 28.6 | 24.6 | IPP CHP
49901 | Northern Star Generation Services Co LLC | 54426 | Mulberry Cogeneration Facility | GT1 | Natural Gas Fired Combined Cycle | 82 | 76 | IPP CHP
49901 | Northern Star Generation Services Co LLC | 54426 | Mulberry Cogeneration Facility | ST1 | Natural Gas Fired Combined Cycle | 43.3 | 37 | IPP CHP
49903 | Aeolus Wind LLC | 56225 | Aeolus Wind Facility | V90 | Onshore Wind Turbine | 3 | 3 | IPP Non-CHP
49905 | Delta Power Services | 50849 | PE Berkeley | GEN1 | Natural Gas Fired Combined Cycle | 23 | 21 | Commercial CHP
49905 | Delta Power Services | 50849 | PE Berkeley | GEN2 | Natural Gas Fired Combined Cycle | 5.5 | 2 | Commercial CHP
49911 | Swift River Hydro Operations Co., Inc | 10694 | Pepperell Hydro Power Plant | 2121 | Conventional Hydroelectric | 0.8 | 0.8 | Industrial Non-CHP
49911 | Swift River Hydro Operations Co., Inc | 10694 | Pepperell Hydro Power Plant | 8281 | Conventional Hydroelectric | 0.8 | 0.8 | Industrial Non-CHP
49911 | Swift River Hydro Operations Co., Inc | 10694 | Pepperell Hydro Power Plant | G3 | Conventional Hydroelectric | 0.6 | 0.6 | Industrial Non-CHP
49911 | Swift River Hydro Operations Co., Inc | 50166 | International Paper Woronoco Mill | GEN2 | Conventional Hydroelectric | 1.8 | 1.7 | Industrial Non-CHP
49913 | University of Arizona | 56229 | Cogeneration 1 | CT1 | Natural Gas Fired Combined Cycle | 9 | 8.3 | Commercial CHP
49913 | University of Arizona | 59233 | Cogeneration 2 | CT2 | Natural Gas Fired Combined Cycle | 6.5 | 6 | Commercial CHP
49919 | Falcon Power Operating Company | 54694 | Yuma Cogeneration Associates | GEN1 | Natural Gas Fired Combined Cycle | 44.1 | 35.1 | IPP CHP
49919 | Falcon Power Operating Company | 54694 | Yuma Cogeneration Associates | GEN2 | Natural Gas Fired Combined Cycle | 18.5 | 17.1 | IPP CHP
49923 | American Eagle Paper Mills | 50284 | American Eagle Paper Mills | TG3 | Conventional Steam Coal | 2.5 | 2.5 | Industrial CHP
49923 | American Eagle Paper Mills | 50284 | American Eagle Paper Mills | TG4 | Conventional Steam Coal | 4.5 | 4.5 | Industrial CHP
49923 | American Eagle Paper Mills | 50284 | American Eagle Paper Mills | TG5 | Conventional Steam Coal | 3 | 3 | Industrial CHP
49923 | American Eagle Paper Mills | 50284 | American Eagle Paper Mills | TG6 | Conventional Steam Coal | 7.5 | 7 | Industrial CHP
49942 | Eagle Point Power Generation LLC | 50561 | Eagle Point Power Generation | GTG1 | Natural Gas Fired Combined Cycle | 90 | 75 | IPP Non-CHP
49942 | Eagle Point Power Generation LLC | 50561 | Eagle Point Power Generation | GTG2 | Natural Gas Fired Combined Cycle | 90 | 75 | IPP Non-CHP
49942 | Eagle Point Power Generation LLC | 50561 | Eagle Point Power Generation | STG1 | Natural Gas Fired Combined Cycle | 45 | 45 | IPP Non-CHP
49949 | Kinder Morgan Production Company LP | 56233 | EG178 Facility | CT02 | Natural Gas Fired Combined Cycle | 60.5 | 46 | Industrial Non-CHP
49949 | Kinder Morgan Production Company LP | 56233 | EG178 Facility | CTG1 | Natural Gas Fired Combined Cycle | 60.5 | 46 | Industrial Non-CHP
49949 | Kinder Morgan Production Company LP | 56233 | EG178 Facility | STG | Natural Gas Fired Combined Cycle | 32.9 | 18 | Industrial Non-CHP
49950 | Caithness Long Island, LLC | 56234 | Caithness Long Island Energy Center | CT01 | Natural Gas Fired Combined Cycle | 196.2 | 170 | IPP Non-CHP
49950 | Caithness Long Island, LLC | 56234 | Caithness Long Island Energy Center | ST01 | Natural Gas Fired Combined Cycle | 152.7 | 137 | IPP Non-CHP
49963 | FPL Energy Operating Services, Inc. | 54454 | San Gorgonio Windplant WPP1993 | GEN11 | Onshore Wind Turbine | 49.5 | 49.5 | IPP Non-CHP
49963 | FPL Energy Operating Services, Inc. | 54794 | Buffalo Ridge Windplant WPP 1993 | EXIS | Onshore Wind Turbine | 21.9 | 21.9 | IPP Non-CHP
49965 | Constellation Mystic Power LLC | 1588 | Mystic Generating Station | 7 | Natural Gas Steam Turbine | 617 | 570.8 | IPP Non-CHP
49965 | Constellation Mystic Power LLC | 1588 | Mystic Generating Station | GT1 | Petroleum Liquids | 14.2 | 9.1 | IPP Non-CHP
49965 | Constellation Mystic Power LLC | 1588 | Mystic Generating Station | GT81 | Natural Gas Fired Combined Cycle | 278.6 | 224.6 | IPP Non-CHP
49965 | Constellation Mystic Power LLC | 1588 | Mystic Generating Station | GT82 | Natural Gas Fired Combined Cycle | 278.6 | 226.7 | IPP Non-CHP
49965 | Constellation Mystic Power LLC | 1588 | Mystic Generating Station | GT93 | Natural Gas Fired Combined Cycle | 278.6 | 227.9 | IPP Non-CHP
49965 | Constellation Mystic Power LLC | 1588 | Mystic Generating Station | GT94 | Natural Gas Fired Combined Cycle | 278.6 | 230.1 | IPP Non-CHP
49965 | Constellation Mystic Power LLC | 1588 | Mystic Generating Station | ST85 | Natural Gas Fired Combined Cycle | 315 | 252.1 | IPP Non-CHP
49965 | Constellation Mystic Power LLC | 1588 | Mystic Generating Station | ST96 | Natural Gas Fired Combined Cycle | 315 | 255.9 | IPP Non-CHP
49966 | Camden County Energy Recovery Corp | 10435 | Camden Resource Recovery Facility | TGA | Municipal Solid Waste | 17.5 | 16.5 | IPP Non-CHP
49966 | Camden County Energy Recovery Corp | 10435 | Camden Resource Recovery Facility | TGB | Municipal Solid Waste | 17.5 | 16.5 | IPP Non-CHP
49967 | Decorative Panels International, Inc. | 10149 | Decorative Panels Intl | GEN1 | Conventional Steam Coal | 7.5 | 6.8 | Industrial CHP
49968 | Searles Valley Minerals Operations Inc. | 10684 | Argus Cogen Plant | TG5 | Conventional Steam Coal | 7.5 | 7 | Industrial CHP
49968 | Searles Valley Minerals Operations Inc. | 10684 | Argus Cogen Plant | TG8 | Conventional Steam Coal | 27.5 | 25 | Industrial CHP
49968 | Searles Valley Minerals Operations Inc. | 10684 | Argus Cogen Plant | TG9 | Conventional Steam Coal | 27.5 | 25 | Industrial CHP
49968 | Searles Valley Minerals Operations Inc. | 10685 | Westend Facility | PINA | Natural Gas Fired Combustion Turbine | 20 | 15 | Industrial CHP
49969 | Lincoln Paper and Tissue, LLC | 54587 | Lincoln Paper & Tissue | TG-3 | Wood/Wood Waste Biomass | 13.5 | 9 | Industrial Non-CHP
49970 | Goose Haven Energy Center | 55627 | Goose Haven Energy Center | CT1 | Natural Gas Fired Combustion Turbine | 47 | 45 | IPP Non-CHP
49971 | Creed Energy Center LLC | 55625 | Creed Energy Center | CT1 | Natural Gas Fired Combustion Turbine | 47 | 45 | IPP Non-CHP
49972 | Gilroy Energy Center LLC | 55626 | Lambie Energy Center | CT1 | Natural Gas Fired Combustion Turbine | 47 | 45 | IPP Non-CHP
49972 | Gilroy Energy Center LLC | 55855 | Wolfskill Energy Center | CTG1 | Natural Gas Fired Combustion Turbine | 47 | 45 | IPP Non-CHP
49974 | NAES Corporation - (WA) | 55334 | Holland Energy Facility | CTG1 | Natural Gas Fired Combined Cycle | 178.5 | 145.4 | Electric Utility
49974 | NAES Corporation - (WA) | 55334 | Holland Energy Facility | CTG2 | Natural Gas Fired Combined Cycle | 178.5 | 149.8 | Electric Utility
49974 | NAES Corporation - (WA) | 55334 | Holland Energy Facility | STG1 | Natural Gas Fired Combined Cycle | 345.1 | 317.5 | Electric Utility
49977 | CAMS Michigan LLC | 54915 | Michigan Power LP | G001 | Natural Gas Fired Combined Cycle | 58 | 58 | IPP CHP
49977 | CAMS Michigan LLC | 54915 | Michigan Power LP | G101 | Natural Gas Fired Combined Cycle | 80.1 | 70 | IPP CHP
49979 | Topaz Power Group LLC | 3439 | Laredo | 4 | Natural Gas Fired Combustion Turbine | 131.8 | 94.2 | IPP Non-CHP
49979 | Topaz Power Group LLC | 3439 | Laredo | 5 | Natural Gas Fired Combustion Turbine | 131.8 | 94.2 | IPP Non-CHP
49979 | Topaz Power Group LLC | 3441 | Nueces Bay | 7 | Natural Gas Fired Combined Cycle | 351 | 319 | IPP Non-CHP
49979 | Topaz Power Group LLC | 3441 | Nueces Bay | 8 | Natural Gas Fired Combined Cycle | 189.6 | 157 | IPP Non-CHP
49979 | Topaz Power Group LLC | 3441 | Nueces Bay | 9 | Natural Gas Fired Combined Cycle | 189.6 | 157 | IPP Non-CHP
49979 | Topaz Power Group LLC | 4939 | Barney M Davis | 1 | Natural Gas Steam Turbine | 352 | 335 | IPP Non-CHP
49979 | Topaz Power Group LLC | 4939 | Barney M Davis | 2 | Natural Gas Fired Combined Cycle | 351 | 319 | IPP Non-CHP
49979 | Topaz Power Group LLC | 4939 | Barney M Davis | 3 | Natural Gas Fired Combined Cycle | 189.6 | 157 | IPP Non-CHP
49979 | Topaz Power Group LLC | 4939 | Barney M Davis | 4 | Natural Gas Fired Combined Cycle | 189.6 | 157 | IPP Non-CHP
49981 | Diamond Generating Corporation | 55541 | Indigo Energy Facility | CTG1 | Natural Gas Fired Combustion Turbine | 49.9 | 46.7 | IPP Non-CHP
49981 | Diamond Generating Corporation | 55541 | Indigo Energy Facility | CTG2 | Natural Gas Fired Combustion Turbine | 49.9 | 47.6 | IPP Non-CHP
49981 | Diamond Generating Corporation | 55541 | Indigo Energy Facility | CTG3 | Natural Gas Fired Combustion Turbine | 49.9 | 48.2 | IPP Non-CHP
49981 | Diamond Generating Corporation | 55542 | Larkspur Energy Facility | CTG1 | Natural Gas Fired Combustion Turbine | 49.9 | 45.6 | IPP Non-CHP
49981 | Diamond Generating Corporation | 55542 | Larkspur Energy Facility | CTG2 | Natural Gas Fired Combustion Turbine | 49.9 | 46 | IPP Non-CHP
49981 | Diamond Generating Corporation | 57483 | Mariposa Energy Project | CTG1 | Natural Gas Fired Combustion Turbine | 49.9 | 49.9 | IPP Non-CHP
49981 | Diamond Generating Corporation | 57483 | Mariposa Energy Project | CTG2 | Natural Gas Fired Combustion Turbine | 49.9 | 49.9 | IPP Non-CHP
49981 | Diamond Generating Corporation | 57483 | Mariposa Energy Project | CTG3 | Natural Gas Fired Combustion Turbine | 49.9 | 49.9 | IPP Non-CHP
49981 | Diamond Generating Corporation | 57483 | Mariposa Energy Project | CTG4 | Natural Gas Fired Combustion Turbine | 49.9 | 49.9 | IPP Non-CHP
49988 | Valley Queen Cheese Factory, Inc. | 56274 | Valley Queen Cheese | 1 | Petroleum Liquids | 1.5 | 0.5 | IPP Non-CHP
49988 | Valley Queen Cheese Factory, Inc. | 56274 | Valley Queen Cheese | 2 | Petroleum Liquids | 1.5 | 0.5 | IPP Non-CHP
49988 | Valley Queen Cheese Factory, Inc. | 56274 | Valley Queen Cheese | 3 | Petroleum Liquids | 1.5 | 0.5 | IPP Non-CHP
49989 | State Auto Insurance, Inc. | 56244 | State Auto Insurance | 1 | Petroleum Liquids | 1.7 | 1.7 | Commercial Non-CHP
49991 | Kindred Public School | 56242 | Kindred School | 1 | Petroleum Liquids | 2 | 2 | Commercial Non-CHP
49993 | Stevens Community Medical Center | 56245 | Stevens Community Medical Center | 1 | Petroleum Liquids | 1 | 1 | Commercial Non-CHP
49997 | Consolidated Hydro New York, Inc. | 10848 | Walden | GEN1 | Conventional Hydroelectric | 1.2 | 1.1 | IPP Non-CHP
49997 | Consolidated Hydro New York, Inc. | 10848 | Walden | GEN2 | Conventional Hydroelectric | 0.8 | 0.8 | IPP Non-CHP
49997 | Consolidated Hydro New York, Inc. | 10848 | Walden | GEN3 | Conventional Hydroelectric | 0.4 | 0.4 | IPP Non-CHP
49997 | Consolidated Hydro New York, Inc. | 10902 | Victory Mills | GEN1 | Conventional Hydroelectric | 1.7 | 1.6 | IPP Non-CHP
50003 | Brunswick Cellulose LLC | 10605 | Brunswick Cellulose | GEN3 | Wood/Wood Waste Biomass | 9.2 | 9.2 | Industrial CHP
50003 | Brunswick Cellulose LLC | 10605 | Brunswick Cellulose | GEN4 | Wood/Wood Waste Biomass | 50 | 50 | Industrial CHP
50003 | Brunswick Cellulose LLC | 10605 | Brunswick Cellulose | GEN5 | Wood/Wood Waste Biomass | 13 | 13 | Industrial CHP
50006 | Invista | 10790 | Victoria Texas Plant | GEN1 | Natural Gas Fired Combustion Turbine | 102.4 | 75 | Industrial CHP
50006 | Invista | 10795 | Camden South Carolina | GEN1 | Conventional Steam Coal | 5.5 | 5.5 | Industrial CHP
50006 | Invista | 10795 | Camden South Carolina | GEN2 | Conventional Steam Coal | 5.5 | 5.5 | Industrial CHP
50006 | Invista | 10795 | Camden South Carolina | GEN3 | Conventional Steam Coal | 19 | 17.5 | Industrial CHP
50012 | FPL Energy Callahan Wind, LLC | 56270 | Callahan Divide Wind Energy Center | 1 | Onshore Wind Turbine | 114 | 114 | IPP Non-CHP
50013 | Diablo Wind LLC | 56271 | Diablo Wind LLC | VEST | Onshore Wind Turbine | 18 | 18 | IPP Non-CHP
50014 | FPL Energy Weatherford, LLC | 56273 | Weatherford Wind Energy Center | 1 | Onshore Wind Turbine | 106.5 | 106.5 | IPP Non-CHP
50014 | FPL Energy Weatherford, LLC | 56273 | Weatherford Wind Energy Center | 2 | Onshore Wind Turbine | 40.5 | 40.5 | IPP Non-CHP
50018 | Dominion Energy New England, LLC | 3236 | Manchester Street | G10A | Natural Gas Fired Combined Cycle | 125 | 102.1 | IPP Non-CHP
50018 | Dominion Energy New England, LLC | 3236 | Manchester Street | G11A | Natural Gas Fired Combined Cycle | 125 | 102.2 | IPP Non-CHP
50018 | Dominion Energy New England, LLC | 3236 | Manchester Street | GE10 | Natural Gas Fired Combined Cycle | 48 | 46.9 | IPP Non-CHP
50018 | Dominion Energy New England, LLC | 3236 | Manchester Street | GE11 | Natural Gas Fired Combined Cycle | 46 | 46.8 | IPP Non-CHP
50018 | Dominion Energy New England, LLC | 3236 | Manchester Street | GE9A | Natural Gas Fired Combined Cycle | 125 | 102.1 | IPP Non-CHP
50018 | Dominion Energy New England, LLC | 3236 | Manchester Street | GEN9 | Natural Gas Fired Combined Cycle | 46 | 46.9 | IPP Non-CHP
50021 | Neenah Paper Michigan Inc. | 54867 | Neenah Paper Munising Mill | M387 | Conventional Steam Coal | 6.2 | 5.8 | Industrial CHP
50026 | Energy Operations Group | 54578 | Glenns Ferry Cogen Facility | 1001 | Natural Gas Fired Combined Cycle | 10.4 | 10.4 | IPP CHP
50026 | Energy Operations Group | 54579 | Rupert Cogen Project | 1002 | Natural Gas Fired Combined Cycle | 10.4 | 10.4 | IPP CHP
50033 | PPG Industries Inc Natrium | 50491 | PPG Natrium Plant | GEN3 | Conventional Steam Coal | 7.5 | 7.5 | Industrial CHP
50033 | PPG Industries Inc Natrium | 50491 | PPG Natrium Plant | GEN4 | Conventional Steam Coal | 7.5 | 7.5 | Industrial CHP
50033 | PPG Industries Inc Natrium | 50491 | PPG Natrium Plant | GEN6 | Conventional Steam Coal | 26 | 26 | Industrial CHP
50033 | PPG Industries Inc Natrium | 50491 | PPG Natrium Plant | GEN7 | Conventional Steam Coal | 82 | 82 | Industrial CHP
50034 | PPG Industries Inc Works 14 | 54360 | PPG Industries Works 14 | PORT | Petroleum Liquids | 0.7 | 0.7 | Industrial Non-CHP
50034 | PPG Industries Inc Works 14 | 54360 | PPG Industries Works 14 | TK1 | Petroleum Liquids | 2 | 2 | Industrial Non-CHP
50034 | PPG Industries Inc Works 14 | 54360 | PPG Industries Works 14 | TK2 | Petroleum Liquids | 2 | 2 | Industrial Non-CHP
50035 | PPG Industries Inc Shelby | 54363 | PPG Industries Shelby NC Works | GEN2 | Petroleum Liquids | 0.9 | 0.6 | Industrial Non-CHP
50035 | PPG Industries Inc Shelby | 54363 | PPG Industries Shelby NC Works | GEN3 | Petroleum Liquids | 0.9 | 0.6 | Industrial Non-CHP
50035 | PPG Industries Inc Shelby | 54363 | PPG Industries Shelby NC Works | GEN4 | Petroleum Liquids | 1.2 | 0.8 | Industrial Non-CHP
50035 | PPG Industries Inc Shelby | 54363 | PPG Industries Shelby NC Works | GEN5 | Petroleum Liquids | 1.2 | 0.8 | Industrial Non-CHP
50036 | PPG Industries Inc Works 4 | 54364 | PPG Industries Works 4 | L1G | Petroleum Liquids | 2 | 2 | Industrial Non-CHP
50036 | PPG Industries Inc Works 4 | 54364 | PPG Industries Works 4 | L1PG | Petroleum Liquids | 0.9 | 0.9 | Industrial Non-CHP
50036 | PPG Industries Inc Works 4 | 54364 | PPG Industries Works 4 | L2G | Petroleum Liquids | 2 | 2 | Industrial Non-CHP
50036 | PPG Industries Inc Works 4 | 54364 | PPG Industries Works 4 | L2PG | Petroleum Liquids | 1.1 | 1.1 | Industrial Non-CHP
50045 | Phillips 66 Company | 56284 | Santa Maria EPG | EPG | Other Gases | 5.5 | 5.3 | Industrial Non-CHP
50048 | TransCanada Hydro Northeast Inc., | 1620 | Deerfield 5 | GEN1 | Conventional Hydroelectric | 17.5 | 13.9 | IPP Non-CHP
50048 | TransCanada Hydro Northeast Inc., | 2349 | Comerford | GEN1 | Conventional Hydroelectric | 35.1 | 25 | IPP Non-CHP
50048 | TransCanada Hydro Northeast Inc., | 2349 | Comerford | GEN2 | Conventional Hydroelectric | 35.1 | 47.5 | IPP Non-CHP
50048 | TransCanada Hydro Northeast Inc., | 2349 | Comerford | GEN3 | Conventional Hydroelectric | 35.1 | 47.5 | IPP Non-CHP
50048 | TransCanada Hydro Northeast Inc., | 2349 | Comerford | GEN4 | Conventional Hydroelectric | 35.1 | 47.5 | IPP Non-CHP
50048 | TransCanada Hydro Northeast Inc., | 2351 | S C Moore | GEN1 | Conventional Hydroelectric | 35.1 | 47.7 | IPP Non-CHP
50048 | TransCanada Hydro Northeast Inc., | 2351 | S C Moore | GEN2 | Conventional Hydroelectric | 35.1 | 47.7 | IPP Non-CHP
50048 | TransCanada Hydro Northeast Inc., | 2351 | S C Moore | GEN3 | Conventional Hydroelectric | 35.1 | 47.7 | IPP Non-CHP
50048 | TransCanada Hydro Northeast Inc., | 2351 | S C Moore | GEN4 | Conventional Hydroelectric | 35.1 | 47.7 | IPP Non-CHP
50048 | TransCanada Hydro Northeast Inc., | 2352 | Vernon Dam | 1 | Conventional Hydroelectric | 2 | 2.5 | IPP Non-CHP
50048 | TransCanada Hydro Northeast Inc., | 2352 | Vernon Dam | 10 | Conventional Hydroelectric | 4.2 | 4.2 | IPP Non-CHP
50048 | TransCanada Hydro Northeast Inc., | 2352 | Vernon Dam | 2 | Conventional Hydroelectric | 2 | 2.5 | IPP Non-CHP
50048 | TransCanada Hydro Northeast Inc., | 2352 | Vernon Dam | 3 | Conventional Hydroelectric | 2 | 2.5 | IPP Non-CHP
50048 | TransCanada Hydro Northeast Inc., | 2352 | Vernon Dam | 4 | Conventional Hydroelectric | 2.5 | 2.5 | IPP Non-CHP
50048 | TransCanada Hydro Northeast Inc., | 2352 | Vernon Dam | 5 | Conventional Hydroelectric | 4.5 | 4 | IPP Non-CHP
50048 | TransCanada Hydro Northeast Inc., | 2352 | Vernon Dam | 6 | Conventional Hydroelectric | 4.5 | 4 | IPP Non-CHP
50048 | TransCanada Hydro Northeast Inc., | 2352 | Vernon Dam | 7 | Conventional Hydroelectric | 4.5 | 4 | IPP Non-CHP
50048 | TransCanada Hydro Northeast Inc., | 2352 | Vernon Dam | 8 | Conventional Hydroelectric | 4.5 | 4 | IPP Non-CHP
50048 | TransCanada Hydro Northeast Inc., | 2352 | Vernon Dam | 9 | Conventional Hydroelectric | 4.2 | 4.2 | IPP Non-CHP
50048 | TransCanada Hydro Northeast Inc., | 2353 | Wilder | GEN1 | Conventional Hydroelectric | 16.2 | 19.5 | IPP Non-CHP
50048 | TransCanada Hydro Northeast Inc., | 2353 | Wilder | GEN2 | Conventional Hydroelectric | 16.2 | 19.5 | IPP Non-CHP
50048 | TransCanada Hydro Northeast Inc., | 2353 | Wilder | GEN3 | Conventional Hydroelectric | 3.2 | 2.3 | IPP Non-CHP
50048 | TransCanada Hydro Northeast Inc., | 3745 | Bellows Falls | GEN1 | Conventional Hydroelectric | 13.6 | 16.1 | IPP Non-CHP
50048 | TransCanada Hydro Northeast Inc., | 3745 | Bellows Falls | GEN2 | Conventional Hydroelectric | 13.6 | 16.1 | IPP Non-CHP
50048 | TransCanada Hydro Northeast Inc., | 3745 | Bellows Falls | GEN3 | Conventional Hydroelectric | 13.6 | 16.1 | IPP Non-CHP
50048 | TransCanada Hydro Northeast Inc., | 3746 | Harriman | GEN1 | Conventional Hydroelectric | 11.2 | 13.7 | IPP Non-CHP
50048 | TransCanada Hydro Northeast Inc., | 3746 | Harriman | GEN2 | Conventional Hydroelectric | 11.2 | 13.7 | IPP Non-CHP
50048 | TransCanada Hydro Northeast Inc., | 3746 | Harriman | GEN3 | Conventional Hydroelectric | 11.2 | 13.7 | IPP Non-CHP
50048 | TransCanada Hydro Northeast Inc., | 6012 | Sherman | GEN1 | Conventional Hydroelectric | 7.2 | 6.1 | IPP Non-CHP
50048 | TransCanada Hydro Northeast Inc., | 6047 | Deerfield 2 | GEN1 | Conventional Hydroelectric | 1.6 | 2.1 | IPP Non-CHP
50048 | TransCanada Hydro Northeast Inc., | 6047 | Deerfield 2 | GEN2 | Conventional Hydroelectric | 1.6 | 2.1 | IPP Non-CHP
50048 | TransCanada Hydro Northeast Inc., | 6047 | Deerfield 2 | GEN3 | Conventional Hydroelectric | 1.6 | 2.1 | IPP Non-CHP
50048 | TransCanada Hydro Northeast Inc., | 6083 | Deerfield 3 | GEN1 | Conventional Hydroelectric | 1.6 | 2.1 | IPP Non-CHP
50048 | TransCanada Hydro Northeast Inc., | 6083 | Deerfield 3 | GEN2 | Conventional Hydroelectric | 1.6 | 2.1 | IPP Non-CHP
50048 | TransCanada Hydro Northeast Inc., | 6083 | Deerfield 3 | GEN3 | Conventional Hydroelectric | 1.6 | 2.1 | IPP Non-CHP
50048 | TransCanada Hydro Northeast Inc., | 6119 | Deerfield 4 | GEN1 | Conventional Hydroelectric | 1.6 | 2.1 | IPP Non-CHP
50048 | TransCanada Hydro Northeast Inc., | 6119 | Deerfield 4 | GEN2 | Conventional Hydroelectric | 1.6 | 2.1 | IPP Non-CHP
50048 | TransCanada Hydro Northeast Inc., | 6119 | Deerfield 4 | GEN3 | Conventional Hydroelectric | 1.6 | 2.1 | IPP Non-CHP
50048 | TransCanada Hydro Northeast Inc., | 6483 | Mcindoes | GEN1 | Conventional Hydroelectric | 2.6 | 3.3 | IPP Non-CHP
50048 | TransCanada Hydro Northeast Inc., | 6483 | Mcindoes | GEN2 | Conventional Hydroelectric | 2.6 | 3.3 | IPP Non-CHP
50048 | TransCanada Hydro Northeast Inc., | 6483 | Mcindoes | GEN3 | Conventional Hydroelectric | 2.6 | 3.3 | IPP Non-CHP
50048 | TransCanada Hydro Northeast Inc., | 6483 | Mcindoes | GEN4 | Conventional Hydroelectric | 2.6 | 3.3 | IPP Non-CHP
50048 | TransCanada Hydro Northeast Inc., | 6529 | Searsburg | GEN1 | Conventional Hydroelectric | 4.1 | 5 | IPP Non-CHP
50063 | FPL Energy Horse Hollow LLC | 56291 | Horse Hollow Wind Energy Center | 1 | Onshore Wind Turbine | 213 | 213 | IPP Non-CHP
50063 | FPL Energy Horse Hollow LLC | 56291 | Horse Hollow Wind Energy Center | 2 | Onshore Wind Turbine | 223.5 | 223.5 | IPP Non-CHP
50063 | FPL Energy Horse Hollow LLC | 56291 | Horse Hollow Wind Energy Center | 3 | Onshore Wind Turbine | 299 | 299 | IPP Non-CHP
50079 | Utility Board of Key West City | 6584 | Stock Island | EP2 | Petroleum Liquids | 2.5 | 2.5 | Electric Utility
50079 | Utility Board of Key West City | 6584 | Stock Island | GT1 | Petroleum Liquids | 23.4 | 19 | Electric Utility
50079 | Utility Board of Key West City | 6584 | Stock Island | GT2 | Petroleum Liquids | 19.7 | 17 | Electric Utility
50079 | Utility Board of Key West City | 6584 | Stock Island | GT3 | Petroleum Liquids | 19.7 | 17 | Electric Utility
50079 | Utility Board of Key West City | 6584 | Stock Island | GT4 | Petroleum Liquids | 42 | 44 | Electric Utility
50079 | Utility Board of Key West City | 6584 | Stock Island | MSD1 | Petroleum Liquids | 9.6 | 7.5 | Electric Utility
50079 | Utility Board of Key West City | 6584 | Stock Island | MSD2 | Petroleum Liquids | 9.6 | 7.5 | Electric Utility
50081 | AE Operations LLC | 55611 | Mingo Junction Energy Center | GEN1 | Other Gases | 32 | 30 | IPP CHP
50082 | Boise Cascade Wood Products LLC | 56193 | Medford Operation | 1 | Wood/Wood Waste Biomass | 3.5 | 3.1 | Industrial CHP
50082 | Boise Cascade Wood Products LLC | 56193 | Medford Operation | 2 | Wood/Wood Waste Biomass | 5 | 4.4 | Industrial CHP
50083 | Brookfield Power New England | 10493 | Rumford Falls Hydro Facility | GEN1 | Conventional Hydroelectric | 8.1 | 8.1 | IPP Non-CHP
50083 | Brookfield Power New England | 10493 | Rumford Falls Hydro Facility | GEN2 | Conventional Hydroelectric | 8.1 | 8.1 | IPP Non-CHP
50083 | Brookfield Power New England | 10493 | Rumford Falls Hydro Facility | GEN3 | Conventional Hydroelectric | 8.8 | 8.8 | IPP Non-CHP
50083 | Brookfield Power New England | 10493 | Rumford Falls Hydro Facility | GEN4 | Conventional Hydroelectric | 4.3 | 4.3 | IPP Non-CHP
50083 | Brookfield Power New England | 10493 | Rumford Falls Hydro Facility | GEN5 | Conventional Hydroelectric | 7.6 | 7.6 | IPP Non-CHP
50083 | Brookfield Power New England | 10493 | Rumford Falls Hydro Facility | GEN6 | Conventional Hydroelectric | 7.6 | 7.6 | IPP Non-CHP
50085 | Covanta Southeast Florida Renewable Ltd | 10062 | Miami Dade County Resource Recovery Fac | GEN1 | Municipal Solid Waste | 38.5 | 35.8 | IPP Non-CHP
50085 | Covanta Southeast Florida Renewable Ltd | 10062 | Miami Dade County Resource Recovery Fac | GEN2 | Municipal Solid Waste | 38.5 | 35.8 | IPP Non-CHP
50094 | Lincoln Generating Facility LLC | 55222 | Lincoln Generating Facility | CTG1 | Natural Gas Fired Combustion Turbine | 86.5 | 77.5 | IPP Non-CHP
50094 | Lincoln Generating Facility LLC | 55222 | Lincoln Generating Facility | CTG2 | Natural Gas Fired Combustion Turbine | 86.5 | 77.8 | IPP Non-CHP
50094 | Lincoln Generating Facility LLC | 55222 | Lincoln Generating Facility | CTG3 | Natural Gas Fired Combustion Turbine | 86.5 | 78 | IPP Non-CHP
50094 | Lincoln Generating Facility LLC | 55222 | Lincoln Generating Facility | CTG4 | Natural Gas Fired Combustion Turbine | 86.5 | 78 | IPP Non-CHP
50094 | Lincoln Generating Facility LLC | 55222 | Lincoln Generating Facility | CTG5 | Natural Gas Fired Combustion Turbine | 86.5 | 77.5 | IPP Non-CHP
50094 | Lincoln Generating Facility LLC | 55222 | Lincoln Generating Facility | CTG6 | Natural Gas Fired Combustion Turbine | 86.5 | 77.3 | IPP Non-CHP
50094 | Lincoln Generating Facility LLC | 55222 | Lincoln Generating Facility | CTG7 | Natural Gas Fired Combustion Turbine | 86.5 | 78.2 | IPP Non-CHP
50094 | Lincoln Generating Facility LLC | 55222 | Lincoln Generating Facility | CTG8 | Natural Gas Fired Combustion Turbine | 86.5 | 78.6 | IPP Non-CHP
50095 | Phillips 66 | 56294 | Bayway Refinery | FGX | All Other | 11.2 | 11.2 | Industrial Non-CHP
50096 | NRG Florida LP | 55192 | Osceola (FL) | CTG1 | Natural Gas Fired Combustion Turbine | 200 | 157 | IPP Non-CHP
50096 | NRG Florida LP | 55192 | Osceola (FL) | CTG2 | Natural Gas Fired Combustion Turbine | 200 | 157 | IPP Non-CHP
50096 | NRG Florida LP | 55192 | Osceola (FL) | CTG3 | Natural Gas Fired Combustion Turbine | 200 | 157 | IPP Non-CHP
50097 | NewPage Corp-Luke | 50282 | Luke Mill | GEN1 | Conventional Steam Coal | 35 | 32 | Industrial CHP
50097 | NewPage Corp-Luke | 50282 | Luke Mill | GEN2 | Conventional Steam Coal | 30 | 28 | Industrial CHP
50100 | R.E. Ginna Nuclear Power Plant, LLC | 6122 | R E Ginna Nuclear Power Plant | 1 | Nuclear | 614 | 582 | IPP Non-CHP
50102 | Rock-Tenn Company | 54763 | Rock-Tenn Mill | 2TG | Wood/Wood Waste Biomass | 12.5 | 8.6 | Industrial CHP
50102 | Rock-Tenn Company | 54763 | Rock-Tenn Mill | 4TG | Wood/Wood Waste Biomass | 42.5 | 30 | Industrial CHP
50109 | DeKalb Regional Health System | 54830 | Dekalb Medical Center | 03 | Petroleum Liquids | 1.5 | 1.2 | Commercial Non-CHP
50109 | DeKalb Regional Health System | 54830 | Dekalb Medical Center | 90 | Petroleum Liquids | 1.2 | 1.2 | Commercial Non-CHP
50109 | DeKalb Regional Health System | 54830 | Dekalb Medical Center | 93 | Petroleum Liquids | 1.2 | 1.2 | Commercial Non-CHP
50109 | DeKalb Regional Health System | 56231 | DeKalb Medical Center-Hillandale | 01 | Petroleum Liquids | 0.8 | 0.7 | Commercial Non-CHP
50109 | DeKalb Regional Health System | 56231 | DeKalb Medical Center-Hillandale | 02 | Petroleum Liquids | 0.8 | 0.7 | Commercial Non-CHP
50111 | Lafayette Utilities System | 1443 | Louis Doc Bonin | 1 | Natural Gas Steam Turbine | 53.9 | 40 | Electric Utility
50111 | Lafayette Utilities System | 1443 | Louis Doc Bonin | 2 | Natural Gas Steam Turbine | 100 | 70 | Electric Utility
50111 | Lafayette Utilities System | 1443 | Louis Doc Bonin | 3 | Natural Gas Steam Turbine | 187 | 146 | Electric Utility
50111 | Lafayette Utilities System | 56108 | T J Labbe Electric Generating | U-1 | Natural Gas Fired Combustion Turbine | 50.4 | 47 | Electric Utility
50111 | Lafayette Utilities System | 56108 | T J Labbe Electric Generating | U-2 | Natural Gas Fired Combustion Turbine | 50.4 | 47 | Electric Utility
50111 | Lafayette Utilities System | 56283 | Hargis-Hebert Electric Generating | U-1 | Natural Gas Fired Combustion Turbine | 50.4 | 47 | Electric Utility
50111 | Lafayette Utilities System | 56283 | Hargis-Hebert Electric Generating | U-2 | Natural Gas Fired Combustion Turbine | 50.4 | 47 | Electric Utility
50114 | WTG Jameson, L.P. | 55052 | Jameson Gas Processing Plant | 620 | Natural Gas Internal Combustion Engine | 0.4 | 0.4 | Industrial Non-CHP
50114 | WTG Jameson, L.P. | 55052 | Jameson Gas Processing Plant | 621 | Natural Gas Internal Combustion Engine | 0.4 | 0.4 | Industrial Non-CHP
50114 | WTG Jameson, L.P. | 55052 | Jameson Gas Processing Plant | 622 | Natural Gas Internal Combustion Engine | 0.5 | 0.5 | Industrial Non-CHP
50118 | US Army Corps of Engineers | 6789 | St Stephen | 1 | Conventional Hydroelectric | 28 | 28 | Electric Utility
50118 | US Army Corps of Engineers | 6789 | St Stephen | 2 | Conventional Hydroelectric | 28 | 28 | Electric Utility
50118 | US Army Corps of Engineers | 6789 | St Stephen | 3 | Conventional Hydroelectric | 28 | 28 | Electric Utility
50122 | CF Industries Nitrogen LLC | 10195 | CF Industries Yazoo City Complex | EXIS | Natural Gas Fired Combustion Turbine | 25 | 21.3 | Industrial CHP
50123 | Infigen Asset Management LLC | 56160 | Mendota Hills, LLC | GEN1 | Onshore Wind Turbine | 50.4 | 50.4 | IPP Non-CHP
50123 | Infigen Asset Management LLC | 56211 | Sweetwater Wind 1 LLC | SW1 | Onshore Wind Turbine | 37.5 | 37.5 | IPP Non-CHP
50123 | Infigen Asset Management LLC | 56212 | Sweetwater Wind 2 LLC | SW2 | Onshore Wind Turbine | 91.5 | 91.5 | IPP Non-CHP
50123 | Infigen Asset Management LLC | 56293 | Caprock Wind Farm | 1 | Onshore Wind Turbine | 60 | 60 | IPP Non-CHP
50123 | Infigen Asset Management LLC | 56293 | Caprock Wind Farm | 2 | Onshore Wind Turbine | 20 | 20 | IPP Non-CHP
50123 | Infigen Asset Management LLC | 56295 | Kumeyaay Wind | 1 | Onshore Wind Turbine | 50 | 50 | IPP Non-CHP
50123 | Infigen Asset Management LLC | 56297 | Crescent Ridge | 1 | Onshore Wind Turbine | 53 | 53 | IPP Non-CHP
50123 | Infigen Asset Management LLC | 56299 | Wind Park Bear Creek | 1 | Onshore Wind Turbine | 24 | 24 | IPP Non-CHP
50123 | Infigen Asset Management LLC | 56300 | Jersey-Atlantic Wind Farm | 1 | Onshore Wind Turbine | 7.5 | 7.5 | IPP Non-CHP
50123 | Infigen Asset Management LLC | 56311 | Sweetwater Wind 3 LLC | SW3 | Onshore Wind Turbine | 135 | 135 | IPP Non-CHP
50123 | Infigen Asset Management LLC | 56336 | Aragonne Wind LLC | 1 | Onshore Wind Turbine | 90 | 90 | IPP Non-CHP
50123 | Infigen Asset Management LLC | 56337 | Sweetwater Wind 4 LLC | SW4 | Onshore Wind Turbine | 241 | 241 | IPP Non-CHP
50123 | Infigen Asset Management LLC | 56371 | Cedar Creek Wind | 1 | Onshore Wind Turbine | 300.5 | 300 | IPP Non-CHP
50123 | Infigen Asset Management LLC | 56372 | Sweetwater Wind 5 | SW5 | Onshore Wind Turbine | 80.5 | 80.5 | IPP Non-CHP
50123 | Infigen Asset Management LLC | 56446 | Buena Vista Energy LLC | 1 | Onshore Wind Turbine | 38 | 38 | IPP Non-CHP
50123 | Infigen Asset Management LLC | 56450 | GSG LLC | 1 | Onshore Wind Turbine | 80 | 80 | IPP Non-CHP
50123 | Infigen Asset Management LLC | 56451 | Allegheny Ridge Wind Farm | 1 | Onshore Wind Turbine | 80 | 80 | IPP Non-CHP
50128 | Georgia-Pacific Consr Ops LLC-Palatka | 10611 | Georgia-Pacific Palatka Operations | GEN2 | Natural Gas Steam Turbine | 9.7 | 7 | Industrial CHP
50128 | Georgia-Pacific Consr Ops LLC-Palatka | 10611 | Georgia-Pacific Palatka Operations | GEN4 | Wood/Wood Waste Biomass | 47.8 | 44.6 | Industrial CHP
50128 | Georgia-Pacific Consr Ops LLC-Palatka | 10611 | Georgia-Pacific Palatka Operations | GEN8 | Wood/Wood Waste Biomass | 32 | 25.1 | Industrial CHP
50129 | Georgia-Pacific Cons Op LLC Port Hudson | 10612 | Georgia-Pacific Port Hudson | GEN1 | Wood/Wood Waste Biomass | 67.7 | 67.7 | Industrial CHP
50129 | Georgia-Pacific Cons Op LLC Port Hudson | 10612 | Georgia-Pacific Port Hudson | GEN2 | Petroleum Coke | 60 | 60 | Industrial CHP
50130 | Trigen St Louis Energy Corporation | 56309 | Trigen St. Louis | CT-1 | Natural Gas Fired Combined Cycle | 7.8 | 4.8 | IPP CHP
50130 | Trigen St Louis Energy Corporation | 56309 | Trigen St. Louis | CT-2 | Natural Gas Fired Combined Cycle | 7.8 | 5 | IPP CHP
50130 | Trigen St Louis Energy Corporation | 56309 | Trigen St. Louis | IC-1 | Petroleum Liquids | 1.2 | 1 | IPP CHP
50130 | Trigen St Louis Energy Corporation | 56309 | Trigen St. Louis | ST-3 | Natural Gas Fired Combined Cycle | 18.2 | 18 | IPP CHP
50130 | Trigen St Louis Energy Corporation | 56309 | Trigen St. Louis | ST-4 | Natural Gas Steam Turbine | 1.5 | 1.5 | IPP CHP
50130 | Trigen St Louis Energy Corporation | 56309 | Trigen St. Louis | ST-5 | Natural Gas Steam Turbine | 1.5 | 1.5 | IPP CHP
50131 | Enel Stillwater LLC | 50765 | Stillwater Facility | 1 | Solar Photovoltaic | 22 | 21.8 | IPP Non-CHP
50131 | Enel Stillwater LLC | 50765 | Stillwater Facility | 1-1 | Geothermal | 11.8 | 10.1 | IPP Non-CHP
50131 | Enel Stillwater LLC | 50765 | Stillwater Facility | 1-2 | Geothermal | 11.8 | 10.1 | IPP Non-CHP
50131 | Enel Stillwater LLC | 50765 | Stillwater Facility | 2-1 | Geothermal | 11.8 | 10.1 | IPP Non-CHP
50131 | Enel Stillwater LLC | 50765 | Stillwater Facility | 2-2 | Geothermal | 11.8 | 10.1 | IPP Non-CHP
50133 | Leaf River Cellulose LLC | 10233 | Leaf River Cellulose LLC | GEN1 | Wood/Wood Waste Biomass | 25.2 | 26.1 | Industrial CHP
50133 | Leaf River Cellulose LLC | 10233 | Leaf River Cellulose LLC | GEN2 | Wood/Wood Waste Biomass | 25.2 | 26.1 | Industrial CHP
50134 | Holcomb Rock Company | 56313 | Coleman Falls | CGH2 | Conventional Hydroelectric | 0.5 | 0.5 | Industrial Non-CHP
50134 | Holcomb Rock Company | 56313 | Coleman Falls | CGH3 | Conventional Hydroelectric | 0.5 | 0.5 | Industrial Non-CHP
50134 | Holcomb Rock Company | 56313 | Coleman Falls | CHG1 | Conventional Hydroelectric | 0.5 | 0.5 | Industrial Non-CHP
50134 | Holcomb Rock Company | 56314 | Holcomb Rock | HG1 | Conventional Hydroelectric | 0.6 | 0.2 | Industrial Non-CHP
50134 | Holcomb Rock Company | 56314 | Holcomb Rock | HG2 | Conventional Hydroelectric | 0.6 | 0.2 | Industrial Non-CHP
50134 | Holcomb Rock Company | 56314 | Holcomb Rock | HG3 | Conventional Hydroelectric | 0.6 | 0.2 | Industrial Non-CHP
50136 | North American Energy Services | 54131 | Fortistar North Tonawanda | GEN1 | Natural Gas Fired Combined Cycle | 38.3 | 38 | IPP CHP
50136 | North American Energy Services | 54131 | Fortistar North Tonawanda | GEN2 | Natural Gas Fired Combined Cycle | 17 | 15.7 | IPP CHP
50147 | US Geothermal Inc. | 56317 | Raft River Geothermal Power Plant | 1 | Geothermal | 18 | 10 | IPP Non-CHP
50147 | US Geothermal Inc. | 58022 | Neal Hot Springs Geothermal Project | NHS1 | Geothermal | 11 | 5.9 | IPP Non-CHP
50147 | US Geothermal Inc. | 58022 | Neal Hot Springs Geothermal Project | NHS2 | Geothermal | 11 | 5.9 | IPP Non-CHP
50147 | US Geothermal Inc. | 58022 | Neal Hot Springs Geothermal Project | NHS3 | Geothermal | 11 | 5.9 | IPP Non-CHP
50152 | Fauquier Landfill Gas, LLC | 56318 | Fauquier Landfill Gas | 1 | Landfill Gas | 1 | 1 | IPP Non-CHP
50152 | Fauquier Landfill Gas, LLC | 56318 | Fauquier Landfill Gas | 2 | Landfill Gas | 1 | 1 | IPP Non-CHP
50157 | South Point Energy Center LLC | 55177 | South Point Energy Center | A | Natural Gas Fired Combined Cycle | 236 | 180 | IPP Non-CHP
50157 | South Point Energy Center LLC | 55177 | South Point Energy Center | B | Natural Gas Fired Combined Cycle | 236 | 180 | IPP Non-CHP
50157 | South Point Energy Center LLC | 55177 | South Point Energy Center | ST1 | Natural Gas Fired Combined Cycle | 236 | 190 | IPP Non-CHP
50158 | Innovative Energy Systems Inc | 56323 | Modern Innovative Energy LLC | GEN1 | Landfill Gas | 1.6 | 1.6 | IPP Non-CHP
50158 | Innovative Energy Systems Inc | 56323 | Modern Innovative Energy LLC | GEN2 | Landfill Gas | 1.6 | 1.6 | IPP Non-CHP
50158 | Innovative Energy Systems Inc | 56323 | Modern Innovative Energy LLC | GEN3 | Landfill Gas | 1.6 | 1.6 | IPP Non-CHP
50158 | Innovative Energy Systems Inc | 56323 | Modern Innovative Energy LLC | GEN4 | Landfill Gas | 1.6 | 1.6 | IPP Non-CHP
50158 | Innovative Energy Systems Inc | 56324 | Colonie LFGTE Facility | GEN1 | Landfill Gas | 1.6 | 1.6 | IPP Non-CHP
50158 | Innovative Energy Systems Inc | 56324 | Colonie LFGTE Facility | GEN2 | Landfill Gas | 1.6 | 1.6 | IPP Non-CHP
50158 | Innovative Energy Systems Inc | 56324 | Colonie LFGTE Facility | GEN3 | Landfill Gas | 1.6 | 1.6 | IPP Non-CHP
50158 | Innovative Energy Systems Inc | 56958 | DANC LFGTE Facility | GEN1 | Landfill Gas | 1.6 | 1.6 | IPP Non-CHP
50158 | Innovative Energy Systems Inc | 56958 | DANC LFGTE Facility | GEN2 | Landfill Gas | 1.6 | 1.6 | IPP Non-CHP
50158 | Innovative Energy Systems Inc | 56958 | DANC LFGTE Facility | GEN3 | Landfill Gas | 1.6 | 1.6 | IPP Non-CHP
50158 | Innovative Energy Systems Inc | 56958 | DANC LFGTE Facility | GEN4 | Landfill Gas | 1.6 | 1.6 | IPP Non-CHP
50158 | Innovative Energy Systems Inc | 56986 | Clinton LFGTE Facility | GEN1 | Landfill Gas | 1.6 | 1.6 | IPP Non-CHP
50158 | Innovative Energy Systems Inc | 56986 | Clinton LFGTE Facility | GEN2 | Landfill Gas | 1.6 | 1.6 | IPP Non-CHP
50158 | Innovative Energy Systems Inc | 56986 | Clinton LFGTE Facility | GEN3 | Landfill Gas | 1.6 | 1.6 | IPP Non-CHP
50158 | Innovative Energy Systems Inc | 56986 | Clinton LFGTE Facility | GEN4 | Landfill Gas | 1.6 | 1.6 | IPP Non-CHP
50158 | Innovative Energy Systems Inc | 56987 | Hyland LFGTE Facility | GEN1 | Landfill Gas | 1.6 | 1.6 | IPP Non-CHP
50158 | Innovative Energy Systems Inc | 56987 | Hyland LFGTE Facility | GEN2 | Landfill Gas | 1.6 | 1.6 | IPP Non-CHP
50158 | Innovative Energy Systems Inc | 56987 | Hyland LFGTE Facility | GEN3 | Landfill Gas | 1.6 | 1.6 | IPP Non-CHP
50158 | Innovative Energy Systems Inc | 57003 | Fulton LFGTE Facility | GEN1 | Landfill Gas | 1.6 | 1.6 | IPP Non-CHP
50158 | Innovative Energy Systems Inc | 57003 | Fulton LFGTE Facility | GEN2 | Landfill Gas | 1.6 | 1.6 | IPP Non-CHP
50158 | Innovative Energy Systems Inc | 57186 | Chautauqua LFGTE Facility | GEN1 | Landfill Gas | 1.6 | 1.6 | IPP Non-CHP
50158 | Innovative Energy Systems Inc | 57186 | Chautauqua LFGTE Facility | GEN2 | Landfill Gas | 1.6 | 1.6 | IPP Non-CHP
50158 | Innovative Energy Systems Inc | 57186 | Chautauqua LFGTE Facility | GEN3 | Landfill Gas | 1.6 | 1.6 | IPP Non-CHP
50158 | Innovative Energy Systems Inc | 57186 | Chautauqua LFGTE Facility | GEN4 | Landfill Gas | 1.6 | 1.6 | IPP Non-CHP
50158 | Innovative Energy Systems Inc | 57186 | Chautauqua LFGTE Facility | GEN5 | Landfill Gas | 1.6 | 1.6 | IPP Non-CHP
50158 | Innovative Energy Systems Inc | 57186 | Chautauqua LFGTE Facility | GEN6 | Landfill Gas | 1.6 | 1.6 | IPP Non-CHP
50158 | Innovative Energy Systems Inc | 58295 | SREC Bath LFGTE | GEN1 | Landfill Gas | 1.6 | 1.6 | IPP Non-CHP
50158 | Innovative Energy Systems Inc | 58295 | SREC Bath LFGTE | GEN2 | Landfill Gas | 1.6 | 1.6 | IPP Non-CHP
50160 | Pedricktown Cogeneration Company LP | 10099 | Pedricktown Cogeneration Company LP | GEN1 | Natural Gas Fired Combined Cycle | 92.1 | 79 | IPP Non-CHP
50160 | Pedricktown Cogeneration Company LP | 10099 | Pedricktown Cogeneration Company LP | GEN2 | Natural Gas Fired Combined Cycle | 42.4 | 38.9 | IPP Non-CHP
50161 | FirstEnergy Nuclear Operating Company | 6020 | Perry | 1 | Nuclear | 1311.6 | 1240 | IPP Non-CHP
50161 | FirstEnergy Nuclear Operating Company | 6040 | Beaver Valley | 1 | Nuclear | 923.4 | 920 | IPP Non-CHP
50161 | FirstEnergy Nuclear Operating Company | 6040 | Beaver Valley | 2 | Nuclear | 923.4 | 914 | IPP Non-CHP
50161 | FirstEnergy Nuclear Operating Company | 6149 | Davis Besse | 1 | Nuclear | 925.2 | 894 | IPP Non-CHP
50166 | Crete Energy Venture LLC | 55253 | Crete Energy Venture LLC | GT1 | Natural Gas Fired Combustion Turbine | 89 | 75 | IPP Non-CHP
50166 | Crete Energy Venture LLC | 55253 | Crete Energy Venture LLC | GT2 | Natural Gas Fired Combustion Turbine | 89 | 75 | IPP Non-CHP
50166 | Crete Energy Venture LLC | 55253 | Crete Energy Venture LLC | GT3 | Natural Gas Fired Combustion Turbine | 89 | 75 | IPP Non-CHP
50166 | Crete Energy Venture LLC | 55253 | Crete Energy Venture LLC | GT4 | Natural Gas Fired Combustion Turbine | 89 | 75 | IPP Non-CHP
50168 | Maxim Power (USA) Inc | 7138 | Forked River | 1 | Natural Gas Fired Combustion Turbine | 38.4 | 34 | IPP Non-CHP
50168 | Maxim Power (USA) Inc | 7138 | Forked River | 2 | Natural Gas Fired Combustion Turbine | 38.4 | 31 | IPP Non-CHP
50168 | Maxim Power (USA) Inc | 50498 | Capital District Energy Center | GTG | Natural Gas Fired Combined Cycle | 44.1 | 31.9 | IPP CHP
50168 | Maxim Power (USA) Inc | 50498 | Capital District Energy Center | STG | Natural Gas Fired Combined Cycle | 34.1 | 23.3 | IPP CHP
54679 | BP Piney & Deep Creek LLC | 1567 | Deep Creek | 1 | Conventional Hydroelectric | 10 | 9 | IPP Non-CHP
54679 | BP Piney & Deep Creek LLC | 1567 | Deep Creek | 2 | Conventional Hydroelectric | 10 | 9 | IPP Non-CHP
54679 | BP Piney & Deep Creek LLC | 3124 | Piney | 1 | Conventional Hydroelectric | 10 | 9 | IPP Non-CHP
54679 | BP Piney & Deep Creek LLC | 3124 | Piney | 2 | Conventional Hydroelectric | 10 | 9 | IPP Non-CHP
54679 | BP Piney & Deep Creek LLC | 3124 | Piney | 3 | Conventional Hydroelectric | 10 | 9 | IPP Non-CHP
54680 | San Joaquin LLC | 50062 | San Joaquin Cogen | GEN1 | Natural Gas Fired Combustion Turbine | 46 | 48 | IPP Non-CHP
54683 | Maverick Cty Water Control & Improvement | 3437 | Eagle Pass | 1 | Conventional Hydroelectric | 3.2 | 2 | IPP Non-CHP
54683 | Maverick Cty Water Control & Improvement | 3437 | Eagle Pass | 2 | Conventional Hydroelectric | 3.2 | 2 | IPP Non-CHP
54683 | Maverick Cty Water Control & Improvement | 3437 | Eagle Pass | 3 | Conventional Hydroelectric | 3.2 | 2 | IPP Non-CHP
54684 | Flat Rock Windpower, LLC | 56290 | Maple Ridge Wind Farm | 1 | Onshore Wind Turbine | 137 | 137 | IPP Non-CHP
54684 | Flat Rock Windpower, LLC | 56290 | Maple Ridge Wind Farm | 1A | Onshore Wind Turbine | 61 | 61 | IPP Non-CHP
54684 | Flat Rock Windpower, LLC | 56290 | Maple Ridge Wind Farm | 2 | Onshore Wind Turbine | 33 | 33 | IPP Non-CHP
54684 | Flat Rock Windpower, LLC | 56290 | Maple Ridge Wind Farm | 3 | Onshore Wind Turbine | 91 | 91 | IPP Non-CHP
54686 | Gauley River Power Partners LP | 56333 | Gauley River Power Partners | GEN1 | Conventional Hydroelectric | 40 | 40 | IPP Non-CHP
54686 | Gauley River Power Partners LP | 56333 | Gauley River Power Partners | GEN2 | Conventional Hydroelectric | 40 | 40 | IPP Non-CHP
54690 | Western Renewable Energy LLC | 56358 | Western Renewable Energy | 1 | Wood/Wood Waste Biomass | 3 | 2.5 | IPP Non-CHP
54692 | Santa Rosa Energy Center LLC | 55242 | Santa Rosa Energy Center | CT01 | Natural Gas Fired Combined Cycle | 200 | 161.4 | IPP CHP
54692 | Santa Rosa Energy Center LLC | 55242 | Santa Rosa Energy Center | ST01 | Natural Gas Fired Combined Cycle | 74.5 | 74.5 | IPP CHP
54693 | Osprey Energy Center | 55412 | Osprey Energy Center Power Plant | OEC1 | Natural Gas Fired Combined Cycle | 192.1 | 175 | IPP Non-CHP
54693 | Osprey Energy Center | 55412 | Osprey Energy Center Power Plant | OEC2 | Natural Gas Fired Combined Cycle | 192.1 | 175 | IPP Non-CHP
54693 | Osprey Energy Center | 55412 | Osprey Energy Center Power Plant | OECS | Natural Gas Fired Combined Cycle | 260 | 240 | IPP Non-CHP
54696 | Little Mac Power Company | 10049 | Little Mac Project | 1 | Conventional Hydroelectric | 0.3 | 0.3 | IPP Non-CHP
54696 | Little Mac Power Company | 10049 | Little Mac Project | 2 | Conventional Hydroelectric | 0.4 | 0.4 | IPP Non-CHP
54696 | Little Mac Power Company | 10049 | Little Mac Project | 3 | Conventional Hydroelectric | 0.4 | 0.4 | IPP Non-CHP
54696 | Little Mac Power Company | 10049 | Little Mac Project | 4 | Conventional Hydroelectric | 0.4 | 0.4 | IPP Non-CHP
54700 | Paris Generation LP | 50109 | Paris Energy Center | GEN1 | Natural Gas Fired Combined Cycle | 80 | 78 | IPP Non-CHP
54700 | Paris Generation LP | 50109 | Paris Energy Center | GEN2 | Natural Gas Fired Combined Cycle | 80 | 80 | IPP Non-CHP
54700 | Paris Generation LP | 50109 | Paris Energy Center | GEN3 | Natural Gas Fired Combined Cycle | 90 | 78 | IPP Non-CHP
54704 | Metropolitan Pier and Exposition Auth | 55067 | MPEA Energy Center | GEN1 | Natural Gas Fired Combustion Turbine | 1.1 | 1.1 | IPP CHP
54704 | Metropolitan Pier and Exposition Auth | 55067 | MPEA Energy Center | GEN2 | Natural Gas Fired Combustion Turbine | 1.1 | 1.1 | IPP CHP
54704 | Metropolitan Pier and Exposition Auth | 55067 | MPEA Energy Center | GEN3 | Natural Gas Fired Combustion Turbine | 1.1 | 1.1 | IPP CHP
54704 | Metropolitan Pier and Exposition Auth | 55067 | MPEA Energy Center | GEN4 | Petroleum Liquids | 2 | 2 | IPP CHP
54704 | Metropolitan Pier and Exposition Auth | 55067 | MPEA Energy Center | GEN5 | Petroleum Liquids | 2 | 2 | IPP CHP
54704 | Metropolitan Pier and Exposition Auth | 55067 | MPEA Energy Center | GEN6 | Petroleum Liquids | 2 | 2 | IPP CHP
54705 | Seadrift Coke L P | 10167 | Seadrift Coke LP | GEN1 | Petroleum Coke | 7.6 | 7.6 | Industrial CHP
54707 | Blue Canyon Windpower II LLC | 56335 | Blue Canyon Windpower II | EW2 | Onshore Wind Turbine | 151 | 151 | IPP Non-CHP
54709 | High Trail Wind Farm LLC | 56338 | High Trail Wind Farm LLC | 1 | Onshore Wind Turbine | 198 | 198 | IPP Non-CHP
54710 | Golden State Water Company | 56346 | Bear Valley Power Plant | ICE1 | Natural Gas Internal Combustion Engine | 1.2 | 1.2 | Electric Utility
54710 | Golden State Water Company | 56346 | Bear Valley Power Plant | ICE2 | Natural Gas Internal Combustion Engine | 1.2 | 1.2 | Electric Utility
54710 | Golden State Water Company | 56346 | Bear Valley Power Plant | ICE3 | Natural Gas Internal Combustion Engine | 1.2 | 1.2 | Electric Utility
54710 | Golden State Water Company | 56346 | Bear Valley Power Plant | ICE4 | Natural Gas Internal Combustion Engine | 1.2 | 1.2 | Electric Utility
54710 | Golden State Water Company | 56346 | Bear Valley Power Plant | ICE5 | Natural Gas Internal Combustion Engine | 1.2 | 1.2 | Electric Utility
54710 | Golden State Water Company | 56346 | Bear Valley Power Plant | ICE6 | Natural Gas Internal Combustion Engine | 1.2 | 1.2 | Electric Utility
54710 | Golden State Water Company | 56346 | Bear Valley Power Plant | ICE7 | Natural Gas Internal Combustion Engine | 1.2 | 1.2 | Electric Utility
54713 | Chevron USA Inc | 50751 | Southeast Kern River Cogen | GTG1 | Natural Gas Fired Combustion Turbine | 24 | 20.8 | Industrial CHP
54713 | Chevron USA Inc | 50751 | Southeast Kern River Cogen | GTG2 | Natural Gas Fired Combustion Turbine | 3.4 | 3 | Industrial CHP
54713 | Chevron USA Inc | 50751 | Southeast Kern River Cogen | GTG3 | Natural Gas Fired Combustion Turbine | 3.4 | 3 | Industrial CHP
54713 | Chevron USA Inc | 52076 | McKittrick Cogen | UNIT1 | Natural Gas Fired Combustion Turbine | 6 | 4.8 | Industrial CHP
54713 | Chevron USA Inc | 52076 | McKittrick Cogen | UNIT2 | Natural Gas Fired Combustion Turbine | 6 | 4.8 | Industrial CHP
54713 | Chevron USA Inc | 52078 | North Midway Cogen | GEN7 | Natural Gas Fired Combustion Turbine | 3.5 | 3 | Industrial CHP
54713 | Chevron USA Inc | 52078 | North Midway Cogen | GEN8 | Natural Gas Fired Combustion Turbine | 3.5 | 3 | Industrial CHP
54713 | Chevron USA Inc | 52078 | North Midway Cogen | GEN9 | Natural Gas Fired Combustion Turbine | 3.5 | 3 | Industrial CHP
54713 | Chevron USA Inc | 52081 | Cymric 31X Cogen | TG1 | Natural Gas Fired Combustion Turbine | 3.4 | 2.7 | Industrial CHP
54713 | Chevron USA Inc | 52081 | Cymric 31X Cogen | TG2 | Natural Gas Fired Combustion Turbine | 3.4 | 2.7 | Industrial CHP
54713 | Chevron USA Inc | 52082 | Cymric 6Z Cogen | TG1 | Natural Gas Fired Combustion Turbine | 3.4 | 2.7 | Industrial CHP
54713 | Chevron USA Inc | 52082 | Cymric 6Z Cogen | TG2 | Natural Gas Fired Combustion Turbine | 3.4 | 2.7 | Industrial CHP
54713 | Chevron USA Inc | 52083 | Coalinga 6C Cogen | TG1 | Natural Gas Fired Combustion Turbine | 3.4 | 2.7 | Industrial CHP
54713 | Chevron USA Inc | 52083 | Coalinga 6C Cogen | TG2 | Natural Gas Fired Combustion Turbine | 3.4 | 2.7 | Industrial CHP
54713 | Chevron USA Inc | 52085 | Taft 26C Cogen | TG1 | Natural Gas Fired Combustion Turbine | 3.1 | 2.7 | Industrial CHP
54713 | Chevron USA Inc | 52085 | Taft 26C Cogen | TG2 | Natural Gas Fired Combustion Turbine | 3.1 | 2.7 | Industrial CHP
54713 | Chevron USA Inc | 52085 | Taft 26C Cogen | TG3 | Natural Gas Fired Combustion Turbine | 3.1 | 2.7 | Industrial CHP
54713 | Chevron USA Inc | 52085 | Taft 26C Cogen | TG4 | Natural Gas Fired Combustion Turbine | 3.1 | 2.7 | Industrial CHP
54713 | Chevron USA Inc | 52086 | Coalinga 25D Cogen | TG1 | Natural Gas Fired Combustion Turbine | 3.4 | 2.7 | Industrial CHP
54713 | Chevron USA Inc | 52086 | Coalinga 25D Cogen | TG2 | Natural Gas Fired Combustion Turbine | 3.4 | 2.7 | Industrial CHP
54713 | Chevron USA Inc | 52086 | Coalinga 25D Cogen | TG3 | Natural Gas Fired Combustion Turbine | 3.4 | 2.7 | Industrial CHP
54713 | Chevron USA Inc | 52086 | Coalinga 25D Cogen | TG4 | Natural Gas Fired Combustion Turbine | 3.4 | 2.7 | Industrial CHP
54713 | Chevron USA Inc | 52104 | Cymric 36W Cogen | GEN1 | Natural Gas Fired Combustion Turbine | 3.1 | 2.7 | Industrial CHP
54713 | Chevron USA Inc | 52104 | Cymric 36W Cogen | GEN2 | Natural Gas Fired Combustion Turbine | 3.1 | 2.7 | Industrial CHP
54713 | Chevron USA Inc | 52104 | Cymric 36W Cogen | GEN3 | Natural Gas Fired Combustion Turbine | 3.1 | 2.7 | Industrial CHP
54713 | Chevron USA Inc | 52104 | Cymric 36W Cogen | GEN4 | Natural Gas Fired Combustion Turbine | 3.1 | 2.7 | Industrial CHP
54713 | Chevron USA Inc | 52107 | Kern River Eastridge Cogen | 101A | Natural Gas Fired Combustion Turbine | 24.4 | 20.8 | Industrial CHP
54713 | Chevron USA Inc | 52107 | Kern River Eastridge Cogen | 101B | Natural Gas Fired Combustion Turbine | 24.4 | 20.8 | Industrial CHP
54717 | FPL Energy Burleigh County Wind LLC | 56357 | FPL Energy Burleigh County Wind | GE | Onshore Wind Turbine | 18 | 18 | IPP Non-CHP
54717 | FPL Energy Burleigh County Wind LLC | 56357 | FPL Energy Burleigh County Wind | GE15 | Onshore Wind Turbine | 31.5 | 31.5 | IPP Non-CHP
54722 | Grizzly Mountain Ranch | 54308 | Three Forks Water Power Project | 1 | Conventional Hydroelectric | 1.3 | 1.2 | IPP Non-CHP
54725 | CHI Operations Inc | 55561 | Tsar Nicholas LLC | TN30 | Onshore Wind Turbine | 1.9 | 1.9 | IPP Non-CHP
54725 | CHI Operations Inc | 55562 | Sun River LLC | SU30 | Onshore Wind Turbine | 1.9 | 1.9 | IPP Non-CHP
54725 | CHI Operations Inc | 55563 | Julia Hills LLC | JH30 | Onshore Wind Turbine | 1.9 | 1.9 | IPP Non-CHP
54725 | CHI Operations Inc | 55564 | Jessica Mills LLC | JM30 | Onshore Wind Turbine | 1.9 | 1.9 | IPP Non-CHP
54725 | CHI Operations Inc | 55565 | Jack River LLC | JR30 | Onshore Wind Turbine | 1.9 | 1.9 | IPP Non-CHP
54725 | CHI Operations Inc | 55566 | Autumn Hills LLC | AH30 | Onshore Wind Turbine | 1.9 | 1.9 | IPP Non-CHP
54725 | CHI Operations Inc | 55567 | Winters Spawn LLC | WS30 | Onshore Wind Turbine | 1.9 | 1.9 | IPP Non-CHP
54725 | CHI Operations Inc | 55568 | Twin Lake Hills LLC | TL30 | Onshore Wind Turbine | 1.9 | 1.9 | IPP Non-CHP
54725 | CHI Operations Inc | 55569 | Spartan Hills LLC | SH30 | Onshore Wind Turbine | 1.9 | 1.9 | IPP Non-CHP
54725 | CHI Operations Inc | 55570 | Soliloquoy Ridge LLC | SR30 | Onshore Wind Turbine | 1.9 | 1.9 | IPP Non-CHP
54725 | CHI Operations Inc | 55571 | Ruthton Ridge LLC | RR30 | Onshore Wind Turbine | 1.9 | 1.9 | IPP Non-CHP
54725 | CHI Operations Inc | 55572 | Hope Creek LLC | HC30 | Onshore Wind Turbine | 1.9 | 1.9 | IPP Non-CHP
54725 | CHI Operations Inc | 55573 | Hadley Ridge LLC | HR30 | Onshore Wind Turbine | 1.9 | 1.9 | IPP Non-CHP
54725 | CHI Operations Inc | 55574 | Florence Hills LLC | FH30 | Onshore Wind Turbine | 1.9 | 1.9 | IPP Non-CHP
54725 | CHI Operations Inc | 55576 | Agassiz Beach LLC | AB30 | Onshore Wind Turbine | 1.9 | 1.9 | IPP Non-CHP
54736 | Ripon Cogeneration LLC | 50299 | Ripon Mill | GEN1 | Natural Gas Fired Combustion Turbine | 49.5 | 46.5 | IPP CHP
54736 | Ripon Cogeneration LLC | 50300 | San Gabriel Facility | GEN1 | Natural Gas Fired Combustion Turbine | 46 | 40 | IPP CHP
54738 | Thilmany LLC | 54098 | Kaukauna Paper Mill | GEN1 | Wood/Wood Waste Biomass | 6 | 6 | Industrial CHP
54738 | Thilmany LLC | 54098 | Kaukauna Paper Mill | GEN2 | Wood/Wood Waste Biomass | 11 | 11 | Industrial CHP
54738 | Thilmany LLC | 54098 | Kaukauna Paper Mill | GEN3 | Wood/Wood Waste Biomass | 15.6 | 15.6 | Industrial CHP
54738 | Thilmany LLC | 54098 | Kaukauna Paper Mill | GEN4 | Conventional Steam Coal | 12 | 12 | Industrial CHP
54745 | International Paper - Orange | 10425 | International Paper - Orange | TG | Wood/Wood Waste Biomass | 48 | 36.8 | Industrial CHP
54755 | Morris Cogeneration LLC | 55216 | Morris Cogeneration LLC | STG1 | Natural Gas Fired Combined Cycle | 62 | 62 | IPP CHP
54755 | Morris Cogeneration LLC | 55216 | Morris Cogeneration LLC | UNT1 | Natural Gas Fired Combined Cycle | 39 | 40.6 | IPP CHP
54755 | Morris Cogeneration LLC | 55216 | Morris Cogeneration LLC | UNT2 | Natural Gas Fired Combined Cycle | 39 | 40.6 | IPP CHP
54755 | Morris Cogeneration LLC | 55216 | Morris Cogeneration LLC | UNT3 | Natural Gas Fired Combined Cycle | 39 | 40.6 | IPP CHP
54759 | Lone Star Wind Farm LLC | 56395 | Mesquite Wind Power LLC | 1 | Onshore Wind Turbine | 200 | 200 | IPP Non-CHP
54759 | Lone Star Wind Farm LLC | 56483 | Post Oak Wind LLC | 1 | Onshore Wind Turbine | 200 | 200 | IPP Non-CHP
54765 | Bear Swamp Power Company LLC | 8004 | Fife Brook | GEN1 | Conventional Hydroelectric | 11.2 | 11.2 | IPP Non-CHP
54765 | Bear Swamp Power Company LLC | 8005 | Bear Swamp | GEN1 | Hydroelectric Pumped Storage | 300 | 300 | IPP Non-CHP
54765 | Bear Swamp Power Company LLC | 8005 | Bear Swamp | GEN2 | Hydroelectric Pumped Storage | 300 | 300 | IPP Non-CHP
54769 | INEOS USA LLC | 10154 | Chocolate Bayou Works | GEN1 | Natural Gas Fired Combustion Turbine | 41 | 30 | Industrial CHP
54775 | Lock 7 Hydro Partners LLC | 1359 | Mother Ann Lee | 1 | Conventional Hydroelectric | 0.7 | 0.7 | IPP Non-CHP
54775 | Lock 7 Hydro Partners LLC | 1359 | Mother Ann Lee | 2 | Conventional Hydroelectric | 0.7 | 0.9 | IPP Non-CHP
54775 | Lock 7 Hydro Partners LLC | 1359 | Mother Ann Lee | 3 | Conventional Hydroelectric | 0.7 | 0.7 | IPP Non-CHP
54777 | CCI Signal Hill LLC | 50127 | CCI Signal Hill LLC | GTA | Natural Gas Fired Combined Cycle | 20 | 20 | IPP Non-CHP
54777 | CCI Signal Hill LLC | 50127 | CCI Signal Hill LLC | GTB | Natural Gas Fired Combined Cycle | 20 | 20 | IPP Non-CHP
54777 | CCI Signal Hill LLC | 50127 | CCI Signal Hill LLC | GTC | Natural Gas Fired Combined Cycle | 20 | 20 | IPP Non-CHP
54777 | CCI Signal Hill LLC | 50127 | CCI Signal Hill LLC | STD | Natural Gas Fired Combined Cycle | 20 | 17 | IPP Non-CHP
54784 | NewPage Corporation | 10491 | Mead Rumford Cogen | 3STG | Petroleum Liquids | 12.5 | 12.5 | Industrial CHP
54784 | NewPage Corporation | 10495 | Rumford Cogeneration | GEN1 | Conventional Steam Coal | 102.6 | 85 | IPP CHP
54788 | DG Fairhaven Power LLC | 10052 | Fairhaven Power | GEN1 | Wood/Wood Waste Biomass | 18.8 | 16 | IPP Non-CHP
54789 | AgriWind LLC | 56408 | Agriwind LLC | AWND1 | Onshore Wind Turbine | 8.4 | 8.4 | IPP Non-CHP
54790 | Stahl Wind Energy LLC | 56409 | Stahl Wind Energy | 1 | Onshore Wind Turbine | 1.7 | 1.7 | IPP Non-CHP
54791 | Carstensen Wind LLC | 56410 | Carstensen Wind | 1 | Onshore Wind Turbine | 1.7 | 1.7 | IPP Non-CHP
54792 | Northern Lights Wind LLC | 56411 | Northern Lights Wind LLC | 1 | Onshore Wind Turbine | 1.7 | 1.7 | IPP Non-CHP
54793 | Lucky Wind LLC | 56412 | Lucky Wind | 1 | Onshore Wind Turbine | 1.7 | 1.7 | IPP Non-CHP
54794 | Greenback Energy LLC | 56413 | Greenback Energy | 1 | Onshore Wind Turbine | 1.7 | 1.7 | IPP Non-CHP
54796 | Union Power Partners LP | 55380 | Union Power Partners LP | CTG1 | Natural Gas Fired Combined Cycle | 176 | 145 | IPP Non-CHP
54796 | Union Power Partners LP | 55380 | Union Power Partners LP | CTG2 | Natural Gas Fired Combined Cycle | 176 | 145 | IPP Non-CHP
54796 | Union Power Partners LP | 55380 | Union Power Partners LP | CTG3 | Natural Gas Fired Combined Cycle | 176 | 145 | IPP Non-CHP
54796 | Union Power Partners LP | 55380 | Union Power Partners LP | CTG4 | Natural Gas Fired Combined Cycle | 176 | 145 | IPP Non-CHP
54796 | Union Power Partners LP | 55380 | Union Power Partners LP | CTG5 | Natural Gas Fired Combined Cycle | 176 | 145 | IPP Non-CHP
54796 | Union Power Partners LP | 55380 | Union Power Partners LP | CTG6 | Natural Gas Fired Combined Cycle | 176 | 145 | IPP Non-CHP
54796 | Union Power Partners LP | 55380 | Union Power Partners LP | CTG7 | Natural Gas Fired Combined Cycle | 176 | 145 | IPP Non-CHP
54796 | Union Power Partners LP | 55380 | Union Power Partners LP | CTG8 | Natural Gas Fired Combined Cycle | 176 | 145 | IPP Non-CHP
54796 | Union Power Partners LP | 55380 | Union Power Partners LP | STG1 | Natural Gas Fired Combined Cycle | 255 | 215 | IPP Non-CHP
54796 | Union Power Partners LP | 55380 | Union Power Partners LP | STG2 | Natural Gas Fired Combined Cycle | 255 | 215 | IPP Non-CHP
54796 | Union Power Partners LP | 55380 | Union Power Partners LP | STG3 | Natural Gas Fired Combined Cycle | 255 | 215 | IPP Non-CHP
54796 | Union Power Partners LP | 55380 | Union Power Partners LP | STG4 | Natural Gas Fired Combined Cycle | 255 | 215 | IPP Non-CHP
54799 | FPL Energy Oliver County Wind II LLC | 56573 | FPL Energy Oliver Wind II LLC | 2 | Onshore Wind Turbine | 48 | 48 | IPP Non-CHP
54800 | Michigan Wind 1 LLC | 56416 | Michigan Wind 1 LLC | 1 | Onshore Wind Turbine | 69 | 69 | IPP Non-CHP
54802 | Dynegy -Moss Landing LLC | 260 | Dynegy Moss Landing Power Plant | 6 | Natural Gas Steam Turbine | 702 | 754 | IPP Non-CHP
54802 | Dynegy -Moss Landing LLC | 260 | Dynegy Moss Landing Power Plant | 7 | Natural Gas Steam Turbine | 702 | 755 | IPP Non-CHP
54802 | Dynegy -Moss Landing LLC | 260 | Dynegy Moss Landing Power Plant | CT1A | Natural Gas Fired Combined Cycle | 233 | 165 | IPP Non-CHP
54802 | Dynegy -Moss Landing LLC | 260 | Dynegy Moss Landing Power Plant | CT1B | Natural Gas Fired Combined Cycle | 233 | 165 | IPP Non-CHP
54802 | Dynegy -Moss Landing LLC | 260 | Dynegy Moss Landing Power Plant | CT2A | Natural Gas Fired Combined Cycle | 233 | 165 | IPP Non-CHP
54802 | Dynegy -Moss Landing LLC | 260 | Dynegy Moss Landing Power Plant | CT2B | Natural Gas Fired Combined Cycle | 233 | 165 | IPP Non-CHP
54802 | Dynegy -Moss Landing LLC | 260 | Dynegy Moss Landing Power Plant | ST1 | Natural Gas Fired Combined Cycle | 233 | 180 | IPP Non-CHP
54802 | Dynegy -Moss Landing LLC | 260 | Dynegy Moss Landing Power Plant | ST2 | Natural Gas Fired Combined Cycle | 233 | 180 | IPP Non-CHP
54803 | Dynegy Oakland, LLC | 6211 | Dynegy Oakland Power Plant | GEN1 | Petroleum Liquids | 74.5 | 55 | IPP Non-CHP
54803 | Dynegy Oakland, LLC | 6211 | Dynegy Oakland Power Plant | GEN2 | Petroleum Liquids | 74.5 | 55 | IPP Non-CHP
54803 | Dynegy Oakland, LLC | 6211 | Dynegy Oakland Power Plant | GEN3 | Petroleum Liquids | 74.5 | 55 | IPP Non-CHP
54806 | DTE Energy Services-Woodland | 10836 | Woodland Biomass Power Ltd | GEN1 | Wood/Wood Waste Biomass | 28 | 25 | IPP Non-CHP
54808 | Sexton Energy LLC | 56417 | Westchester Gas Recovery | W1 | Landfill Gas | 1.8 | 1.8 | IPP Non-CHP
54808 | Sexton Energy LLC | 56417 | Westchester Gas Recovery | W2 | Landfill Gas | 1.8 | 1.8 | IPP Non-CHP
54808 | Sexton Energy LLC | 56418 | Des Plaines Gas Recovery | DP1 | Landfill Gas | 1.8 | 1.8 | IPP Non-CHP
54808 | Sexton Energy LLC | 56418 | Des Plaines Gas Recovery | DP2 | Landfill Gas | 1.8 | 1.8 | IPP Non-CHP
54808 | Sexton Energy LLC | 56419 | Beecher Gas Recovery | B1 | Landfill Gas | 1.1 | 1.1 | IPP Non-CHP
54808 | Sexton Energy LLC | 56419 | Beecher Gas Recovery | B2 | Landfill Gas | 1.1 | 1.1 | IPP Non-CHP
54808 | Sexton Energy LLC | 56419 | Beecher Gas Recovery | B3 | Landfill Gas | 1.1 | 1.1 | IPP Non-CHP
54809 | Wailuku Holding Company LLC | 54827 | Wailuku River Hydroelectric | 8101 | Conventional Hydroelectric | 5.2 | 4.9 | IPP Non-CHP
54809 | Wailuku Holding Company LLC | 54827 | Wailuku River Hydroelectric | 8102 | Conventional Hydroelectric | 5.2 | 4.9 | IPP Non-CHP
54810 | Broad River Energy LLC | 55166 | Broad River Energy Center | CT01 | Natural Gas Fired Combustion Turbine | 197 | 175.9 | IPP Non-CHP
54810 | Broad River Energy LLC | 55166 | Broad River Energy Center | CT02 | Natural Gas Fired Combustion Turbine | 197 | 165.8 | IPP Non-CHP
54810 | Broad River Energy LLC | 55166 | Broad River Energy Center | CT03 | Natural Gas Fired Combustion Turbine | 197 | 168.2 | IPP Non-CHP
54810 | Broad River Energy LLC | 55166 | Broad River Energy Center | CT04 | Natural Gas Fired Combustion Turbine | 197 | 169.5 | IPP Non-CHP
54810 | Broad River Energy LLC | 55166 | Broad River Energy Center | CT05 | Natural Gas Fired Combustion Turbine | 197 | 171.4 | IPP Non-CHP
54812 | AMERESCO Chicopee Energy LLC | 56426 | Ameresco Chicopee Energy | UNIT4 | Landfill Gas | 2.1 | 2 | IPP Non-CHP
54812 | AMERESCO Chicopee Energy LLC | 56426 | Ameresco Chicopee Energy | Unit1 | Landfill Gas | 1.9 | 1.9 | IPP Non-CHP
54812 | AMERESCO Chicopee Energy LLC | 56426 | Ameresco Chicopee Energy | Unit2 | Landfill Gas | 1.9 | 1.9 | IPP Non-CHP
54812 | AMERESCO Chicopee Energy LLC | 56426 | Ameresco Chicopee Energy | Unit3 | Landfill Gas | 1.9 | 1.9 | IPP Non-CHP
54813 | AMERESCO Janesville LLC | 56427 | Ameresco Janesville | Unit1 | Landfill Gas | 1 | 1 | IPP Non-CHP
54813 | AMERESCO Janesville LLC | 56427 | Ameresco Janesville | Unit2 | Landfill Gas | 1 | 1 | IPP Non-CHP
54813 | AMERESCO Janesville LLC | 56427 | Ameresco Janesville | Unit3 | Landfill Gas | 1 | 1 | IPP Non-CHP
54814 | AMERESCO Santa Cruz Energy LLC | 56428 | Ameresco Santa Cruz Energy | Unit1 | Landfill Gas | 1 | 1 | IPP Non-CHP
54814 | AMERESCO Santa Cruz Energy LLC | 56428 | Ameresco Santa Cruz Energy | Unit2 | Landfill Gas | 1 | 1 | IPP Non-CHP
54814 | AMERESCO Santa Cruz Energy LLC | 56428 | Ameresco Santa Cruz Energy | Unit3 | Landfill Gas | 1 | 1 | IPP Non-CHP
54815 | AMERESCO Delaware South | 56429 | Ameresco Delaware South | 1 | Landfill Gas | 1 | 1 | IPP Non-CHP
54815 | AMERESCO Delaware South | 56429 | Ameresco Delaware South | 2 | Landfill Gas | 1 | 1 | IPP Non-CHP
54815 | AMERESCO Delaware South | 56429 | Ameresco Delaware South | 3 | Landfill Gas | 1 | 1 | IPP Non-CHP
54815 | AMERESCO Delaware South | 56429 | Ameresco Delaware South | 4 | Landfill Gas | 1 | 1 | IPP Non-CHP
54815 | AMERESCO Delaware South | 56429 | Ameresco Delaware South | 5 | Landfill Gas | 1 | 1 | IPP Non-CHP
54816 | AMERESCO Delaware Central | 56430 | Ameresco Delaware Central | 1C | Landfill Gas | 1 | 1 | IPP Non-CHP
54816 | AMERESCO Delaware Central | 56430 | Ameresco Delaware Central | 2C | Landfill Gas | 1 | 1 | IPP Non-CHP
54816 | AMERESCO Delaware Central | 56430 | Ameresco Delaware Central | 3C | Landfill Gas | 1 | 1 | IPP Non-CHP
54816 | AMERESCO Delaware Central | 56430 | Ameresco Delaware Central | 4C | Landfill Gas | 1 | 1 | IPP Non-CHP
54816 | AMERESCO Delaware Central | 56430 | Ameresco Delaware Central | 5C | Landfill Gas | 1 | 1 | IPP Non-CHP
54817 | Fairless Energy LLC | 55298 | Fairless Energy Center | CT1A | Natural Gas Fired Combined Cycle | 198.9 | 189 | IPP Non-CHP
54817 | Fairless Energy LLC | 55298 | Fairless Energy Center | CT1B | Natural Gas Fired Combined Cycle | 198.9 | 189 | IPP Non-CHP
54817 | Fairless Energy LLC | 55298 | Fairless Energy Center | CT2A | Natural Gas Fired Combined Cycle | 198.9 | 178 | IPP Non-CHP
54817 | Fairless Energy LLC | 55298 | Fairless Energy Center | CT2B | Natural Gas Fired Combined Cycle | 198.9 | 178 | IPP Non-CHP
54817 | Fairless Energy LLC | 55298 | Fairless Energy Center | ST1 | Natural Gas Fired Combined Cycle | 271.2 | 241.2 | IPP Non-CHP
54817 | Fairless Energy LLC | 55298 | Fairless Energy Center | ST2 | Natural Gas Fired Combined Cycle | 271.2 | 258 | IPP Non-CHP
54819 | FPL Energy Mower County LLC | 56424 | Mower County Wind Energy Center | 1 | Onshore Wind Turbine | 98.9 | 98.9 | IPP Non-CHP
54821 | Rumford Power | 55100 | Rumford Power, Inc | UNT1 | Natural Gas Fired Combined Cycle | 179.4 | 164 | IPP Non-CHP
54821 | Rumford Power | 55100 | Rumford Power, Inc | UNT2 | Natural Gas Fired Combined Cycle | 95.1 | 90 | IPP Non-CHP
54824 | SUEZ Energy Generation NA Inc | 51026 | Ryegate Power Station | GEN1 | Wood/Wood Waste Biomass | 21.5 | 20 | IPP Non-CHP
54827 | Telogia Power LLC | 50774 | Telogia Power | GEN1 | Wood/Wood Waste Biomass | 14 | 13.7 | IPP Non-CHP
54837 | INEOS Nitriles Greenlake | 50404 | BP Chemicals Green Lake Plant | TG2 | All Other | 15 | 15 | Industrial CHP
54837 | INEOS Nitriles Greenlake | 50404 | BP Chemicals Green Lake Plant | TG3 | All Other | 23.8 | 23.8 | Industrial CHP
54838 | Windsor Machinery Co Inc | 54573 | Wappinger Falls Hydroelectric | 1 | Conventional Hydroelectric | 1 | 1 | IPP Non-CHP
54838 | Windsor Machinery Co Inc | 54573 | Wappinger Falls Hydroelectric | 2 | Conventional Hydroelectric | 1 | 1 | IPP Non-CHP
54839 | Eagle Materials Co LLC | 54630 | American Gypsum Cogeneration | D-1 | Petroleum Liquids | 1.6 | 1.2 | Industrial CHP
54839 | Eagle Materials Co LLC | 54630 | American Gypsum Cogeneration | D-2 | Petroleum Liquids | 1.6 | 1.2 | Industrial CHP
54839 | Eagle Materials Co LLC | 54630 | American Gypsum Cogeneration | T-1 | Natural Gas Fired Combustion Turbine | 2.8 | 2.6 | Industrial CHP
54839 | Eagle Materials Co LLC | 54630 | American Gypsum Cogeneration | T-2 | Natural Gas Fired Combustion Turbine | 3.6 | 2.6 | Industrial CHP
54842 | WM Renewable Energy LLC | 50564 | New Milford Gas Recovery | GEN2 | Landfill Gas | 0.8 | 0.8 | IPP Non-CHP
54842 | WM Renewable Energy LLC | 50564 | New Milford Gas Recovery | GEN3 | Landfill Gas | 0.8 | 0.8 | IPP Non-CHP
54842 | WM Renewable Energy LLC | 50564 | New Milford Gas Recovery | GEN4 | Landfill Gas | 0.8 | 0.8 | IPP Non-CHP
54842 | WM Renewable Energy LLC | 50565 | Monroe Livingston Gas Recovery | GEN1 | Landfill Gas | 0.8 | 0.8 | IPP Non-CHP
54842 | WM Renewable Energy LLC | 50565 | Monroe Livingston Gas Recovery | GEN2 | Landfill Gas | 0.8 | 0.8 | IPP Non-CHP
54842 | WM Renewable Energy LLC | 50568 | High Acres Gas Recovery | GEN1 | Landfill Gas | 0.8 | 0.8 | IPP Non-CHP
54842 | WM Renewable Energy LLC | 50568 | High Acres Gas Recovery | GEN2 | Landfill Gas | 0.8 | 0.8 | IPP Non-CHP
54842 | WM Renewable Energy LLC | 50568 | High Acres Gas Recovery | GEN3 | Landfill Gas | 0.8 | 0.8 | IPP Non-CHP
54842 | WM Renewable Energy LLC | 50568 | High Acres Gas Recovery | GEN4 | Landfill Gas | 0.8 | 0.8 | IPP Non-CHP
54842 | WM Renewable Energy LLC | 50568 | High Acres Gas Recovery | GEN5 | Landfill Gas | 1.6 | 1.6 | IPP Non-CHP
54842 | WM Renewable Energy LLC | 50568 | High Acres Gas Recovery | GEN6 | Landfill Gas | 1.6 | 1.6 | IPP Non-CHP
54842 | WM Renewable Energy LLC | 50568 | High Acres Gas Recovery | GEN7 | Landfill Gas | 1.6 | 1.6 | IPP Non-CHP
54842 | WM Renewable Energy LLC | 50568 | High Acres Gas Recovery | GEN8 | Landfill Gas | 1.6 | 1.6 | IPP Non-CHP
54842 | WM Renewable Energy LLC | 50569 | DFW Gas Recovery | GEN1 | Landfill Gas | 3 | 2.9 | IPP Non-CHP
54842 | WM Renewable Energy LLC | 50569 | DFW Gas Recovery | GEN2 | Landfill Gas | 3 | 2.9 | IPP Non-CHP
54842 | WM Renewable Energy LLC | 50569 | DFW Gas Recovery | GEN3 | Landfill Gas | 1.6 | 1.6 | IPP Non-CHP
54842 | WM Renewable Energy LLC | 50569 | DFW Gas Recovery | GEN4 | Landfill Gas | 1.6 | 1.6 | IPP Non-CHP
54842 | WM Renewable Energy LLC | 50569 | DFW Gas Recovery | GEN5 | Landfill Gas | 1.6 | 1.6 | IPP Non-CHP
54842 | WM Renewable Energy LLC | 50569 | DFW Gas Recovery | GEN6 | Landfill Gas | 1.6 | 1.6 | IPP Non-CHP
54842 | WM Renewable Energy LLC | 50570 | Chestnut Ridge Gas Recovery | GEN1 | Landfill Gas | 0.8 | 0.8 | IPP Non-CHP
54842 | WM Renewable Energy LLC | 50570 | Chestnut Ridge Gas Recovery | GEN2 | Landfill Gas | 0.8 | 0.8 | IPP Non-CHP
54842 | WM Renewable Energy LLC | 50570 | Chestnut Ridge Gas Recovery | GEN3 | Landfill Gas | 0.8 | 0.8 | IPP Non-CHP
54842 | WM Renewable Energy LLC | 50570 | Chestnut Ridge Gas Recovery | GEN4 | Landfill Gas | 0.8 | 0.8 | IPP Non-CHP
54842 | WM Renewable Energy LLC | 50570 | Chestnut Ridge Gas Recovery | GEN5 | Landfill Gas | 1.6 | 1.6 | IPP Non-CHP
54842 | WM Renewable Energy LLC | 50571 | Altamont Gas Recovery | GEN1 | Landfill Gas | 3 | 2.9 | IPP Non-CHP
54842 | WM Renewable Energy LLC | 50571 | Altamont Gas Recovery | GEN2 | Landfill Gas | 3 | 2.9 | IPP Non-CHP
54842 | WM Renewable Energy LLC | 50571 | Altamont Gas Recovery | GEN3 | Landfill Gas | 1.3 | 1.3 | IPP Non-CHP
54842 | WM Renewable Energy LLC | 50571 | Altamont Gas Recovery | GEN4 | Landfill Gas | 1.3 | 1.3 | IPP Non-CHP
54842 | WM Renewable Energy LLC | 50572 | CSL Gas Recovery | GEN1 | Landfill Gas | 3 | 2.9 | IPP Non-CHP
54842 | WM Renewable Energy LLC | 50572 | CSL Gas Recovery | GEN2 | Landfill Gas | 3 | 2.9 | IPP Non-CHP
54842 | WM Renewable Energy LLC | 50572 | CSL Gas Recovery | GEN3 | Landfill Gas | 3 | 2.9 | IPP Non-CHP
54842 | WM Renewable Energy LLC | 50572 | CSL Gas Recovery | GEN4 | Landfill Gas | 2.2 | 2.2 | IPP Non-CHP
54842 | WM Renewable Energy LLC | 50576 | Metro Gas Recovery | GEN1 | Landfill Gas | 3 | 2.9 | IPP Non-CHP
54842 | WM Renewable Energy LLC | 50576 | Metro Gas Recovery | GEN2 | Landfill Gas | 3 | 2.9 | IPP Non-CHP
54842 | WM Renewable Energy LLC | 50576 | Metro Gas Recovery | GEN3 | Landfill Gas | 0.8 | 0.8 | IPP Non-CHP
54842 | WM Renewable Energy LLC | 50576 | Metro Gas Recovery | GEN4 | Landfill Gas | 0.8 | 0.8 | IPP Non-CHP
54842 | WM Renewable Energy LLC | 50576 | Metro Gas Recovery | GEN5 | Landfill Gas | 0.8 | 0.8 | IPP Non-CHP
54842 | WM Renewable Energy LLC | 50576 | Metro Gas Recovery | GEN6 | Landfill Gas | 0.8 | 0.8 | IPP Non-CHP
54842 | WM Renewable Energy LLC | 50577 | Omega Hills Gas Recovery | GEN1 | Landfill Gas | 3 | 2.9 | IPP Non-CHP
54842 | WM Renewable Energy LLC | 50577 | Omega Hills Gas Recovery | GEN2 | Landfill Gas | 3 | 2.9 | IPP Non-CHP
54842 | WM Renewable Energy LLC | 50577 | Omega Hills Gas Recovery | GEN3 | Landfill Gas | 3.3 | 3 | IPP Non-CHP
54842 | WM Renewable Energy LLC | 50577 | Omega Hills Gas Recovery | GEN5 | Landfill Gas | 3.3 | 2.9 | IPP Non-CHP
54842 | WM Renewable Energy LLC | 50578 | Stowe Power Production Plant | GEN2 | Landfill Gas | 3 | 2.9 | IPP Non-CHP
54842 | WM Renewable Energy LLC | 54033 | Wheelabrator North Broward | GEN1 | Municipal Solid Waste | 67.6 | 56 | IPP Non-CHP
54842 | WM Renewable Energy LLC | 54392 | BJ Gas Recovery | GEN1 | Landfill Gas | 0.8 | 0.8 | IPP Non-CHP
54842 | WM Renewable Energy LLC | 54392 | BJ Gas Recovery | GEN3 | Landfill Gas | 0.8 | 0.8 | IPP Non-CHP
54842 | WM Renewable Energy LLC | 54539 | Venice Resources Gas Recovery | GEN1 | Landfill Gas | 0.8 | 0.8 | IPP Non-CHP
54842 | WM Renewable Energy LLC | 54539 | Venice Resources Gas Recovery | GEN2 | Landfill Gas | 0.8 | 0.8 | IPP Non-CHP
54842 | WM Renewable Energy LLC | 54661 | Pheasant Run Landfill Gas Recovery | GE10 | Landfill Gas | 0.8 | 0.8 | IPP Non-CHP
54842 | WM Renewable Energy LLC | 54661 | Pheasant Run Landfill Gas Recovery | GE11 | Landfill Gas | 0.8 | 0.8 | IPP Non-CHP
54842 | WM Renewable Energy LLC | 54661 | Pheasant Run Landfill Gas Recovery | GEN1 | Landfill Gas | 0.8 | 0.8 | IPP Non-CHP
54842 | WM Renewable Energy LLC | 54661 | Pheasant Run Landfill Gas Recovery | GEN2 | Landfill Gas | 0.8 | 0.8 | IPP Non-CHP
54842 | WM Renewable Energy LLC | 54661 | Pheasant Run Landfill Gas Recovery | GEN3 | Landfill Gas | 0.8 | 0.8 | IPP Non-CHP
54842 | WM Renewable Energy LLC | 54661 | Pheasant Run Landfill Gas Recovery | GEN4 | Landfill Gas | 0.8 | 0.8 | IPP Non-CHP
54842 | WM Renewable Energy LLC | 54661 | Pheasant Run Landfill Gas Recovery | GEN5 | Landfill Gas | 0.8 | 0.8 | IPP Non-CHP
54842 | WM Renewable Energy LLC | 54661 | Pheasant Run Landfill Gas Recovery | GEN6 | Landfill Gas | 0.8 | 0.8 | IPP Non-CHP
54842 | WM Renewable Energy LLC | 54661 | Pheasant Run Landfill Gas Recovery | GEN7 | Landfill Gas | 0.8 | 0.8 | IPP Non-CHP
54842 | WM Renewable Energy LLC | 54661 | Pheasant Run Landfill Gas Recovery | GEN8 | Landfill Gas | 0.8 | 0.8 | IPP Non-CHP
54842 | WM Renewable Energy LLC | 54661 | Pheasant Run Landfill Gas Recovery | GEN9 | Landfill Gas | 0.8 | 0.8 | IPP Non-CHP
54842 | WM Renewable Energy LLC | 54663 | Turnkey Landfill Gas Recovery | GEN1 | Landfill Gas | 0.8 | 0.8 | IPP Non-CHP
54842 | WM Renewable Energy LLC | 54663 | Turnkey Landfill Gas Recovery | GEN2 | Landfill Gas | 0.8 | 0.8 | IPP Non-CHP
54842 | WM Renewable Energy LLC | 54663 | Turnkey Landfill Gas Recovery | GEN3 | Landfill Gas | 0.8 | 0.8 | IPP Non-CHP
54842 | WM Renewable Energy LLC | 54663 | Turnkey Landfill Gas Recovery | GEN4 | Landfill Gas | 0.8 | 0.8 | IPP Non-CHP
54842 | WM Renewable Energy LLC | 54663 | Turnkey Landfill Gas Recovery | GEN5 | Landfill Gas | 3 | 2.9 | IPP Non-CHP
54842 | WM Renewable Energy LLC | 54663 | Turnkey Landfill Gas Recovery | GEN6 | Landfill Gas | 3 | 2.9 | IPP Non-CHP
54842 | WM Renewable Energy LLC | 54700 | Metro Methane Recovery Facility | GEN1 | Landfill Gas | 0.8 | 0.8 | IPP Non-CHP
54842 | WM Renewable Energy LLC | 54700 | Metro Methane Recovery Facility | GEN10 | Landfill Gas | 1.6 | 1.6 | IPP Non-CHP
54842 | WM Renewable Energy LLC | 54700 | Metro Methane Recovery Facility | GEN11 | Landfill Gas | 1.6 | 1.6 | IPP Non-CHP
54842 | WM Renewable Energy LLC | 54700 | Metro Methane Recovery Facility | GEN12 | Landfill Gas | 1.6 | 1.6 | IPP Non-CHP
54842 | WM Renewable Energy LLC | 54700 | Metro Methane Recovery Facility | GEN2 | Landfill Gas | 0.8 | 0.8 | IPP Non-CHP
54842 | WM Renewable Energy LLC | 54700 | Metro Methane Recovery Facility | GEN3 | Landfill Gas | 0.8 | 0.8 | IPP Non-CHP
54842 | WM Renewable Energy LLC | 54700 | Metro Methane Recovery Facility | GEN4 | Landfill Gas | 0.8 | 0.8 | IPP Non-CHP
54842 | WM Renewable Energy LLC | 54700 | Metro Methane Recovery Facility | GEN5 | Landfill Gas | 0.8 | 0.8 | IPP Non-CHP
54842 | WM Renewable Energy LLC | 54700 | Metro Methane Recovery Facility | GEN6 | Landfill Gas | 0.8 | 0.8 | IPP Non-CHP
54842 | WM Renewable Energy LLC | 54700 | Metro Methane Recovery Facility | GEN7 | Landfill Gas | 0.8 | 0.8 | IPP Non-CHP
54842 | WM Renewable Energy LLC | 54700 | Metro Methane Recovery Facility | GEN8 | Landfill Gas | 0.8 | 0.8 | IPP Non-CHP
54842 | WM Renewable Energy LLC | 54939 | EKS Landfill | UNT1 | Landfill Gas | 1.6 | 1.5 | IPP Non-CHP
54842 | WM Renewable Energy LLC | 54939 | EKS Landfill | UNT2 | Landfill Gas | 1.6 | 1.5 | IPP Non-CHP
54842 | WM Renewable Energy LLC | 54939 | EKS Landfill | UNT4 | Landfill Gas | 1.6 | 1.5 | IPP Non-CHP
54842 | WM Renewable Energy LLC | 55074 | Lakeview Gas Recovery | GEN1 | Landfill Gas | 3 | 3 | IPP Non-CHP
54842 | WM Renewable Energy LLC | 55074 | Lakeview Gas Recovery | GEN2 | Landfill Gas | 3 | 3 | IPP Non-CHP
54842 | WM Renewable Energy LLC | 55925 | Ridgeview | GEN1 | Landfill Gas | 0.8 | 0.8 | IPP Non-CHP
54842 | WM Renewable Energy LLC | 55925 | Ridgeview | GEN2 | Landfill Gas | 0.8 | 0.8 | IPP Non-CHP
54842 | WM Renewable Energy LLC | 55925 | Ridgeview | GEN3 | Landfill Gas | 0.8 | 0.8 | IPP Non-CHP
54842 | WM Renewable Energy LLC | 55925 | Ridgeview | GEN4 | Landfill Gas | 0.8 | 0.8 | IPP Non-CHP
54842 | WM Renewable Energy LLC | 55925 | Ridgeview | GEN5 | Landfill Gas | 0.8 | 0.8 | IPP Non-CHP
54842 | WM Renewable Energy LLC | 55925 | Ridgeview | GEN6 | Landfill Gas | 0.8 | 0.8 | IPP Non-CHP
54842 | WM Renewable Energy LLC | 55925 | Ridgeview | GEN7 | Landfill Gas | 0.8 | 0.8 | IPP Non-CHP
54842 | WM Renewable Energy LLC | 55925 | Ridgeview | GEN8 | Landfill Gas | 0.8 | 0.8 | IPP Non-CHP
54842 | WM Renewable Energy LLC | 56069 | Berlin Landfill Gas | 1 | Landfill Gas | 0.8 | 0.8 | IPP Non-CHP
54842 | WM Renewable Energy LLC | 56069 | Berlin Landfill Gas | 2 | Landfill Gas | 0.8 | 0.8 | IPP Non-CHP
54842 | WM Renewable Energy LLC | 56069 | Berlin Landfill Gas | 3 | Landfill Gas | 0.8 | 0.8 | IPP Non-CHP
54842 | WM Renewable Energy LLC | 56520 | Deertrack Park Gas Recovery | GEN1 | Landfill Gas | 0.8 | 0.8 | IPP Non-CHP
54842 | WM Renewable Energy LLC | 56520 | Deertrack Park Gas Recovery | GEN2 | Landfill Gas | 0.8 | 0.8 | IPP Non-CHP
54842 | WM Renewable Energy LLC | 56520 | Deertrack Park Gas Recovery | GEN3 | Landfill Gas | 0.8 | 0.8 | IPP Non-CHP
54842 | WM Renewable Energy LLC | 56520 | Deertrack Park Gas Recovery | GEN4 | Landfill Gas | 0.8 | 0.8 | IPP Non-CHP
54842 | WM Renewable Energy LLC | 56520 | Deertrack Park Gas Recovery | GEN5 | Landfill Gas | 0.8 | 0.8 | IPP Non-CHP
54842 | WM Renewable Energy LLC | 56520 | Deertrack Park Gas Recovery | GEN6 | Landfill Gas | 0.8 | 0.8 | IPP Non-CHP
54842 | WM Renewable Energy LLC | 56520 | Deertrack Park Gas Recovery | GEN7 | Landfill Gas | 0.8 | 0.8 | IPP Non-CHP
54842 | WM Renewable Energy LLC | 56520 | Deertrack Park Gas Recovery | GEN8 | Landfill Gas | 0.8 | 0.8 | IPP Non-CHP
54842 | WM Renewable Energy LLC | 56521 | Lake Mills Gas Recovery | GEN1 | Landfill Gas | 0.8 | 0.8 | IPP Non-CHP
54842 | WM Renewable Energy LLC | 56521 | Lake Mills Gas Recovery | GEN2 | Landfill Gas | 0.8 | 0.8 | IPP Non-CHP
54842 | WM Renewable Energy LLC | 56521 | Lake Mills Gas Recovery | GEN3 | Landfill Gas | 0.8 | 0.8 | IPP Non-CHP
54842 | WM Renewable Energy LLC | 56521 | Lake Mills Gas Recovery | GEN4 | Landfill Gas | 0.8 | 0.8 | IPP Non-CHP
54842 | WM Renewable Energy LLC | 56521 | Lake Mills Gas Recovery | GEN5 | Landfill Gas | 0.8 | 0.8 | IPP Non-CHP
54842 | WM Renewable Energy LLC | 56521 | Lake Mills Gas Recovery | GEN6 | Landfill Gas | 0.8 | 0.8 | IPP Non-CHP
54842 | WM Renewable Energy LLC | 56522 | Springhill Gas Recovery Plant | GEN1 | Landfill Gas | 0.8 | 0.8 | IPP Non-CHP
54842 | WM Renewable Energy LLC | 56522 | Springhill Gas Recovery Plant | GEN2 | Landfill Gas | 0.8 | 0.8 | IPP Non-CHP
54842 | WM Renewable Energy LLC | 56522 | Springhill Gas Recovery Plant | GEN3 | Landfill Gas | 0.8 | 0.8 | IPP Non-CHP
54842 | WM Renewable Energy LLC | 56522 | Springhill Gas Recovery Plant | GEN4 | Landfill Gas | 0.8 | 0.8 | IPP Non-CHP
54842 | WM Renewable Energy LLC | 56522 | Springhill Gas Recovery Plant | GEN5 | Landfill Gas | 0.8 | 0.8 | IPP Non-CHP
54842 | WM Renewable Energy LLC | 56522 | Springhill Gas Recovery Plant | GEN6 | Landfill Gas | 0.8 | 0.8 | IPP Non-CHP
54842 | WM Renewable Energy LLC | 56523 | Two Pine Landfill Gas Recovery | GEN1 | Landfill Gas | 0.8 | 0.8 | IPP Non-CHP
54842 | WM Renewable Energy LLC | 56523 | Two Pine Landfill Gas Recovery | GEN2 | Landfill Gas | 0.8 | 0.8 | IPP Non-CHP
54842 | WM Renewable Energy LLC | 56523 | Two Pine Landfill Gas Recovery | GEN3 | Landfill Gas | 0.8 | 0.8 | IPP Non-CHP
54842 | WM Renewable Energy LLC | 56523 | Two Pine Landfill Gas Recovery | GEN4 | Landfill Gas | 0.8 | 0.8 | IPP Non-CHP
54842 | WM Renewable Energy LLC | 56523 | Two Pine Landfill Gas Recovery | GEN5 | Landfill Gas | 0.8 | 0.8 | IPP Non-CHP
54842 | WM Renewable Energy LLC | 56523 | Two Pine Landfill Gas Recovery | GEN6 | Landfill Gas | 0.8 | 0.8 | IPP Non-CHP
54842 | WM Renewable Energy LLC | 56524 | Austin Gas Recovery | GEN1 | Landfill Gas | 1.6 | 1.6 | IPP Non-CHP
54842 | WM Renewable Energy LLC | 56524 | Austin Gas Recovery | GEN2 | Landfill Gas | 1.6 | 1.6 | IPP Non-CHP
54842 | WM Renewable Energy LLC | 56524 | Austin Gas Recovery | GEN3 | Landfill Gas | 1.6 | 1.6 | IPP Non-CHP
54842 | WM Renewable Energy LLC | 56524 | Austin Gas Recovery | GEN4 | Landfill Gas | 1.6 | 1.6 | IPP Non-CHP
54842 | WM Renewable Energy LLC | 56525 | Timberline Trail Gas Recovery | GEN1 | Landfill Gas | 0.8 | 0.8 | IPP Non-CHP
54842 | WM Renewable Energy LLC | 56525 | Timberline Trail Gas Recovery | GEN2 | Landfill Gas | 0.8 | 0.8 | IPP Non-CHP
54842 | WM Renewable Energy LLC | 56525 | Timberline Trail Gas Recovery | GEN3 | Landfill Gas | 0.8 | 0.8 | IPP Non-CHP
54842 | WM Renewable Energy LLC | 56525 | Timberline Trail Gas Recovery | GEN4 | Landfill Gas | 0.8 | 0.8 | IPP Non-CHP
54842 | WM Renewable Energy LLC | 56525 | Timberline Trail Gas Recovery | GEN5 | Landfill Gas | 0.8 | 0.8 | IPP Non-CHP
54842 | WM Renewable Energy LLC | 56526 | Chaffee Gas Recovery | GEN1 | Landfill Gas | 0.8 | 0.8 | IPP Non-CHP
54842 | WM Renewable Energy LLC | 56526 | Chaffee Gas Recovery | GEN2 | Landfill Gas | 0.8 | 0.8 | IPP Non-CHP
54842 | WM Renewable Energy LLC | 56526 | Chaffee Gas Recovery | GEN3 | Landfill Gas | 0.8 | 0.8 | IPP Non-CHP
54842 | WM Renewable Energy LLC | 56526 | Chaffee Gas Recovery | GEN4 | Landfill Gas | 0.8 | 0.8 | IPP Non-CHP
54842 | WM Renewable Energy LLC | 56526 | Chaffee Gas Recovery | GEN5 | Landfill Gas | 0.8 | 0.8 | IPP Non-CHP
54842 | WM Renewable Energy LLC | 56526 | Chaffee Gas Recovery | GEN6 | Landfill Gas | 0.8 | 0.8 | IPP Non-CHP
54842 | WM Renewable Energy LLC | 56526 | Chaffee Gas Recovery | GEN7 | Landfill Gas | 0.8 | 0.8 | IPP Non-CHP
54842 | WM Renewable Energy LLC | 56526 | Chaffee Gas Recovery | GEN8 | Landfill Gas | 0.8 | 0.8 | IPP Non-CHP
54842 | WM Renewable Energy LLC | 56527 | Fitchburg Gas Recovery | GEN1 | Landfill Gas | 1.6 | 1.6 | IPP Non-CHP
54842 | WM Renewable Energy LLC | 56527 | Fitchburg Gas Recovery | GEN2 | Landfill Gas | 1.6 | 1.6 | IPP Non-CHP
54842 | WM Renewable Energy LLC | 56527 | Fitchburg Gas Recovery | GEN3 | Landfill Gas | 1.6 | 1.6 | IPP Non-CHP
54842 | WM Renewable Energy LLC | 56528 | Skyline Gas Recovery | GEN1 | Landfill Gas | 1.6 | 1.6 | IPP Non-CHP
54842 | WM Renewable Energy LLC | 56528 | Skyline Gas Recovery | GEN2 | Landfill Gas | 1.6 | 1.6 | IPP Non-CHP
54842 | WM Renewable Energy LLC | 56528 | Skyline Gas Recovery | GEN3 | Landfill Gas | 1.6 | 1.6 | IPP Non-CHP
54842 | WM Renewable Energy LLC | 56528 | Skyline Gas Recovery | GEN4 | Landfill Gas | 1.6 | 1.6 | IPP Non-CHP
54842 | WM Renewable Energy LLC | 56529 | Five Oaks Gas Recovery | GEN1 | Landfill Gas | 0.8 | 0.8 | IPP Non-CHP
54842 | WM Renewable Energy LLC | 56529 | Five Oaks Gas Recovery | GEN2 | Landfill Gas | 0.8 | 0.8 | IPP Non-CHP
54842 | WM Renewable Energy LLC | 56529 | Five Oaks Gas Recovery | GEN3 | Landfill Gas | 0.8 | 0.8 | IPP Non-CHP
54842 | WM Renewable Energy LLC | 56529 | Five Oaks Gas Recovery | GEN4 | Landfill Gas | 0.8 | 0.8 | IPP Non-CHP
54842 | WM Renewable Energy LLC | 56530 | DADS Gas Recovery | GEN1 | Landfill Gas | 0.8 | 0.8 | IPP Non-CHP
54842 | WM Renewable Energy LLC | 56530 | DADS Gas Recovery | GEN2 | Landfill Gas | 0.8 | 0.8 | IPP Non-CHP
54842 | WM Renewable Energy LLC | 56530 | DADS Gas Recovery | GEN3 | Landfill Gas | 0.8 | 0.8 | IPP Non-CHP
54842 | WM Renewable Energy LLC | 56530 | DADS Gas Recovery | GEN4 | Landfill Gas | 0.8 | 0.8 | IPP Non-CHP
54842 | WM Renewable Energy LLC | 56531 | Waste Management Bethel LFGTE | GEN1 | Landfill Gas | 0.8 | 0.8 | IPP Non-CHP
54842 | WM Renewable Energy LLC | 56531 | Waste Management Bethel LFGTE | GEN2 | Landfill Gas | 0.8 | 0.8 | IPP Non-CHP
54842 | WM Renewable Energy LLC | 56531 | Waste Management Bethel LFGTE | GEN3 | Landfill Gas | 0.8 | 0.8 | IPP Non-CHP
54842 | WM Renewable Energy LLC | 56531 | Waste Management Bethel LFGTE | GEN4 | Landfill Gas | 0.8 | 0.8 | IPP Non-CHP
54842 | WM Renewable Energy LLC | 56531 | Waste Management Bethel LFGTE | GEN5 | Landfill Gas | 0.8 | 0.8 | IPP Non-CHP
54842 | WM Renewable Energy LLC | 56531 | Waste Management Bethel LFGTE | GEN6 | Landfill Gas | 0.8 | 0.8 | IPP Non-CHP
54842 | WM Renewable Energy LLC | 57014 | Waste Management Arden LFGTE | GEN1 | Landfill Gas | 0.8 | 0.8 | IPP Non-CHP
54842 | WM Renewable Energy LLC | 57014 | Waste Management Arden LFGTE | GEN2 | Landfill Gas | 0.8 | 0.8 | IPP Non-CHP
54842 | WM Renewable Energy LLC | 57014 | Waste Management Arden LFGTE | GEN3 | Landfill Gas | 0.8 | 0.8 | IPP Non-CHP
54842 | WM Renewable Energy LLC | 57014 | Waste Management Arden LFGTE | GEN4 | Landfill Gas | 0.8 | 0.8 | IPP Non-CHP
54842 | WM Renewable Energy LLC | 57014 | Waste Management Arden LFGTE | GEN5 | Landfill Gas | 0.8 | 0.8 | IPP Non-CHP
54842 | WM Renewable Energy LLC | 57014 | Waste Management Arden LFGTE | GEN6 | Landfill Gas | 0.8 | 0.8 | IPP Non-CHP
54842 | WM Renewable Energy LLC | 57015 | Waste Management Columbia Ridge LFGTE | GEN1 | Landfill Gas | 0.8 | 0.8 | IPP Non-CHP
54842 | WM Renewable Energy LLC | 57015 | Waste Management Columbia Ridge LFGTE | GEN10 | Landfill Gas | 1.6 | 1.6 | IPP Non-CHP
54842 | WM Renewable Energy LLC | 57015 | Waste Management Columbia Ridge LFGTE | GEN11 | Landfill Gas | 1.6 | 1.6 | IPP Non-CHP
54842 | WM Renewable Energy LLC | 57015 | Waste Management Columbia Ridge LFGTE | GEN12 | Landfill Gas | 1.6 | 1.6 | IPP Non-CHP
54842 | WM Renewable Energy LLC | 57015 | Waste Management Columbia Ridge LFGTE | GEN2 | Landfill Gas | 0.8 | 0.8 | IPP Non-CHP
54842 | WM Renewable Energy LLC | 57015 | Waste Management Columbia Ridge LFGTE | GEN3 | Landfill Gas | 0.8 | 0.8 | IPP Non-CHP
54842 | WM Renewable Energy LLC | 57015 | Waste Management Columbia Ridge LFGTE | GEN4 | Landfill Gas | 0.8 | 0.8 | IPP Non-CHP
54842 | WM Renewable Energy LLC | 57015 | Waste Management Columbia Ridge LFGTE | GEN5 | Landfill Gas | 0.8 | 0.8 | IPP Non-CHP
54842 | WM Renewable Energy LLC | 57015 | Waste Management Columbia Ridge LFGTE | GEN6 | Landfill Gas | 0.8 | 0.8 | IPP Non-CHP
54842 | WM Renewable Energy LLC | 57015 | Waste Management Columbia Ridge LFGTE | GEN7 | Landfill Gas | 0.8 | 0.8 | IPP Non-CHP
54842 | WM Renewable Energy LLC | 57015 | Waste Management Columbia Ridge LFGTE | GEN8 | Landfill Gas | 0.8 | 0.8 | IPP Non-CHP
54842 | WM Renewable Energy LLC | 57015 | Waste Management Columbia Ridge LFGTE | GEN9 | Landfill Gas | 1.6 | 1.6 | IPP Non-CHP
54842 | WM Renewable Energy LLC | 57016 | Waste Management Crossroads LFGTE | GEN1 | Landfill Gas | 1.6 | 1.6 | IPP Non-CHP
54842 | WM Renewable Energy LLC | 57016 | Waste Management Crossroads LFGTE | GEN2 | Landfill Gas | 1.6 | 1.6 | IPP Non-CHP
54842 | WM Renewable Energy LLC | 57017 | Spruce Ridge Gas Recovery | GEN1 | Landfill Gas | 0.8 | 0.8 | IPP Non-CHP
54842 | WM Renewable Energy LLC | 57017 | Spruce Ridge Gas Recovery | GEN2 | Landfill Gas | 0.8 | 0.8 | IPP Non-CHP
54842 | WM Renewable Energy LLC | 57017 | Spruce Ridge Gas Recovery | GEN3 | Landfill Gas | 0.8 | 0.8 | IPP Non-CHP
54842 | WM Renewable Energy LLC | 57017 | Spruce Ridge Gas Recovery | GEN4 | Landfill Gas | 0.8 | 0.8 | IPP Non-CHP
54842 | WM Renewable Energy LLC | 57018 | Waste Management Middle Peninsula LFGTE | GEN1 | Landfill Gas | 0.8 | 0.8 | IPP Non-CHP
54842 | WM Renewable Energy LLC | 57018 | Waste Management Middle Peninsula LFGTE | GEN2 | Landfill Gas | 0.8 | 0.8 | IPP Non-CHP
54842 | WM Renewable Energy LLC | 57018 | Waste Management Middle Peninsula LFGTE | GEN3 | Landfill Gas | 0.8 | 0.8 | IPP Non-CHP
54842 | WM Renewable Energy LLC | 57018 | Waste Management Middle Peninsula LFGTE | GEN4 | Landfill Gas | 0.8 | 0.8 | IPP Non-CHP
54842 | WM Renewable Energy LLC | 57018 | Waste Management Middle Peninsula LFGTE | GEN5 | Landfill Gas | 0.8 | 0.8 | IPP Non-CHP
54842 | WM Renewable Energy LLC | 57018 | Waste Management Middle Peninsula LFGTE | GEN6 | Landfill Gas | 0.8 | 0.8 | IPP Non-CHP
54842 | WM Renewable Energy LLC | 57018 | Waste Management Middle Peninsula LFGTE | GEN7 | Landfill Gas | 0.8 | 0.8 | IPP Non-CHP
54842 | WM Renewable Energy LLC | 57018 | Waste Management Middle Peninsula LFGTE | GEN8 | Landfill Gas | 0.8 | 0.8 | IPP Non-CHP
54842 | WM Renewable Energy LLC | 57019 | Riverbend Landfill | GEN1 | Landfill Gas | 0.8 | 0.8 | IPP Non-CHP
54842 | WM Renewable Energy LLC | 57019 | Riverbend Landfill | GEN2 | Landfill Gas | 0.8 | 0.8 | IPP Non-CHP
54842 | WM Renewable Energy LLC | 57019 | Riverbend Landfill | GEN3 | Landfill Gas | 0.8 | 0.8 | IPP Non-CHP
54842 | WM Renewable Energy LLC | 57019 | Riverbend Landfill | GEN4 | Landfill Gas | 0.8 | 0.8 | IPP Non-CHP
54842 | WM Renewable Energy LLC | 57019 | Riverbend Landfill | GEN5 | Landfill Gas | 0.8 | 0.8 | IPP Non-CHP
54842 | WM Renewable Energy LLC | 57019 | Riverbend Landfill | GEN6 | Landfill Gas | 0.8 | 0.8 | IPP Non-CHP
54842 | WM Renewable Energy LLC | 57020 | Westside Landfill Gas Recovery | GEN1 | Landfill Gas | 1.6 | 1.6 | IPP Non-CHP
54842 | WM Renewable Energy LLC | 57020 | Westside Landfill Gas Recovery | GEN2 | Landfill Gas | 1.6 | 1.6 | IPP Non-CHP
54842 | WM Renewable Energy LLC | 57020 | Westside Landfill Gas Recovery | GEN3 | Landfill Gas | 1.6 | 1.6 | IPP Non-CHP
54842 | WM Renewable Energy LLC | 57021 | Waste Management Madison County LFGTE | GEN1 | Landfill Gas | 1.6 | 1.6 | IPP Non-CHP
54842 | WM Renewable Energy LLC | 57022 | Waste Management King George LFGTE | GEN1 | Landfill Gas | 3.3 | 2.8 | IPP Non-CHP
54842 | WM Renewable Energy LLC | 57022 | Waste Management King George LFGTE | GEN2 | Landfill Gas | 3.3 | 2.8 | IPP Non-CHP
54842 | WM Renewable Energy LLC | 57022 | Waste Management King George LFGTE | GEN3 | Landfill Gas | 3.3 | 2.8 | IPP Non-CHP
54842 | WM Renewable Energy LLC | 57022 | Waste Management King George LFGTE | GEN4 | Landfill Gas | 3.3 | 2.9 | IPP Non-CHP
54842 | WM Renewable Energy LLC | 57023 | Waste Management Rolling Meadows LFGTE | GEN1 | Landfill Gas | 0.8 | 0.8 | IPP Non-CHP
54842 | WM Renewable Energy LLC | 57023 | Waste Management Rolling Meadows LFGTE | GEN2 | Landfill Gas | 0.8 | 0.8 | IPP Non-CHP
54842 | WM Renewable Energy LLC | 57023 | Waste Management Rolling Meadows LFGTE | GEN3 | Landfill Gas | 0.8 | 0.8 | IPP Non-CHP
54842 | WM Renewable Energy LLC | 57023 | Waste Management Rolling Meadows LFGTE | GEN4 | Landfill Gas | 0.8 | 0.8 | IPP Non-CHP
54842 | WM Renewable Energy LLC | 57023 | Waste Management Rolling Meadows LFGTE | GEN5 | Landfill Gas | 0.8 | 0.8 | IPP Non-CHP
54842 | WM Renewable Energy LLC | 57023 | Waste Management Rolling Meadows LFGTE | GEN6 | Landfill Gas | 0.8 | 0.8 | IPP Non-CHP
54842 | WM Renewable Energy LLC | 57023 | Waste Management Rolling Meadows LFGTE | GEN7 | Landfill Gas | 0.8 | 0.8 | IPP Non-CHP
54842 | WM Renewable Energy LLC | 57024 | Waste Management Northern Oaks LFGTE | GEN1 | Landfill Gas | 1.6 | 1.6 | IPP Non-CHP
54842 | WM Renewable Energy LLC | 57025 | Waste Management Eco Vista LFGTE | GEN1 | Landfill Gas | 0.8 | 0.8 | IPP Non-CHP
54842 | WM Renewable Energy LLC | 57025 | Waste Management Eco Vista LFGTE | GEN2 | Landfill Gas | 0.8 | 0.8 | IPP Non-CHP
54842 | WM Renewable Energy LLC | 57025 | Waste Management Eco Vista LFGTE | GEN3 | Landfill Gas | 0.8 | 0.8 | IPP Non-CHP
54842 | WM Renewable Energy LLC | 57025 | Waste Management Eco Vista LFGTE | GEN4 | Landfill Gas | 0.8 | 0.8 | IPP Non-CHP
54842 | WM Renewable Energy LLC | 57025 | Waste Management Eco Vista LFGTE | GEN5 | Landfill Gas | 0.8 | 0.8 | IPP Non-CHP
54842 | WM Renewable Energy LLC | 57026 | Superior Landfill Gas Recovery | GEN 5 | Landfill Gas | 0.8 | 0.8 | IPP Non-CHP
54842 | WM Renewable Energy LLC | 57026 | Superior Landfill Gas Recovery | GEN1 | Landfill Gas | 0.8 | 0.8 | IPP Non-CHP
54842 | WM Renewable Energy LLC | 57026 | Superior Landfill Gas Recovery | GEN2 | Landfill Gas | 0.8 | 0.8 | IPP Non-CHP
54842 | WM Renewable Energy LLC | 57026 | Superior Landfill Gas Recovery | GEN3 | Landfill Gas | 0.8 | 0.8 | IPP Non-CHP
54842 | WM Renewable Energy LLC | 57026 | Superior Landfill Gas Recovery | GEN4 | Landfill Gas | 0.8 | 0.8 | IPP Non-CHP
54842 | WM Renewable Energy LLC | 57026 | Superior Landfill Gas Recovery | GEN6 | Landfill Gas | 0.8 | 0.8 | IPP Non-CHP
54842 | WM Renewable Energy LLC | 57026 | Superior Landfill Gas Recovery | GEN7 | Landfill Gas | 0.8 | 0.8 | IPP Non-CHP
54842 | WM Renewable Energy LLC | 57026 | Superior Landfill Gas Recovery | GEN8 | Landfill Gas | 0.8 | 0.8 | IPP Non-CHP
54842 | WM Renewable Energy LLC | 57165 | Farmers Branch Renewable Energy Facility | GEN1 | Landfill Gas | 1.6 | 1.6 | IPP Non-CHP
54842 | WM Renewable Energy LLC | 57165 | Farmers Branch Renewable Energy Facility | GEN2 | Landfill Gas | 1.6 | 1.6 | IPP Non-CHP
54842 | WM Renewable Energy LLC | 57166 | Waste Management Lockwood LFGTE | GEN1 | Landfill Gas | 1.6 | 1.6 | IPP Non-CHP
54842 | WM Renewable Energy LLC | 57166 | Waste Management Lockwood LFGTE | GEN2 | Landfill Gas | 1.6 | 1.6 | IPP Non-CHP
54842 | WM Renewable Energy LLC | 57167 | Mesquite Creek LFGTE Project | GEN1 | Landfill Gas | 1.6 | 1.6 | IPP Non-CHP
54842 | WM Renewable Energy LLC | 57167 | Mesquite Creek LFGTE Project | GEN2 | Landfill Gas | 1.6 | 1.6 | IPP Non-CHP
54842 | WM Renewable Energy LLC | 57168 | Waste Management Naples LFGTE Project | GEN1 | Landfill Gas | 0.8 | 0.8 | IPP Non-CHP
54842 | WM Renewable Energy LLC | 57168 | Waste Management Naples LFGTE Project | GEN2 | Landfill Gas | 0.8 | 0.8 | IPP Non-CHP
54842 | WM Renewable Energy LLC | 57168 | Waste Management Naples LFGTE Project | GEN3 | Landfill Gas | 0.8 | 0.8 | IPP Non-CHP
54842 | WM Renewable Energy LLC | 57168 | Waste Management Naples LFGTE Project | GEN4 | Landfill Gas | 0.8 | 0.8 | IPP Non-CHP
54842 | WM Renewable Energy LLC | 57168 | Waste Management Naples LFGTE Project | GEN5 | Landfill Gas | 0.8 | 0.8 | IPP Non-CHP
54842 | WM Renewable Energy LLC | 57169 | Waste Management Piedmont LFGTE Project | GEN1 | Landfill Gas | 0.8 | 0.8 | IPP Non-CHP
54842 | WM Renewable Energy LLC | 57169 | Waste Management Piedmont LFGTE Project | GEN2 | Landfill Gas | 0.8 | 0.8 | IPP Non-CHP
54842 | WM Renewable Energy LLC | 57169 | Waste Management Piedmont LFGTE Project | GEN3 | Landfill Gas | 0.8 | 0.8 | IPP Non-CHP
54842 | WM Renewable Energy LLC | 57170 | Suburban Landfill Gas Recovery | GEN1 | Landfill Gas | 0.8 | 0.8 | IPP Non-CHP
54842 | WM Renewable Energy LLC | 57170 | Suburban Landfill Gas Recovery | GEN2 | Landfill Gas | 0.8 | 0.8 | IPP Non-CHP
54842 | WM Renewable Energy LLC | 57170 | Suburban Landfill Gas Recovery | GEN3 | Landfill Gas | 0.8 | 0.8 | IPP Non-CHP
54842 | WM Renewable Energy LLC | 57170 | Suburban Landfill Gas Recovery | GEN4 | Landfill Gas | 0.8 | 0.8 | IPP Non-CHP
54842 | WM Renewable Energy LLC | 57170 | Suburban Landfill Gas Recovery | GEN5 | Landfill Gas | 0.8 | 0.8 | IPP Non-CHP
54842 | WM Renewable Energy LLC | 57170 | Suburban Landfill Gas Recovery | GEN6 | Landfill Gas | 0.8 | 0.8 | IPP Non-CHP
54842 | WM Renewable Energy LLC | 57170 | Suburban Landfill Gas Recovery | GEN7 | Landfill Gas | 0.8 | 0.8 | IPP Non-CHP
54842 | WM Renewable Energy LLC | 57403 | Northwest Regional | GEN1 | Landfill Gas | 1.6 | 1.6 | IPP Non-CHP
54842 | WM Renewable Energy LLC | 57403 | Northwest Regional | GEN2 | Landfill Gas | 1.6 | 1.6 | IPP Non-CHP
54842 | WM Renewable Energy LLC | 57404 | Oneida Herkimer | GEN1 | Landfill Gas | 1.6 | 1.6 | IPP Non-CHP
54842 | WM Renewable Energy LLC | 57404 | Oneida Herkimer | GEN2 | Landfill Gas | 1.6 | 1.6 | IPP Non-CHP
54842 | WM Renewable Energy LLC | 57405 | Eagle Valley (MI) | GEN1 | Landfill Gas | 1.6 | 1.6 | IPP Non-CHP
54842 | WM Renewable Energy LLC | 57405 | Eagle Valley (MI) | GEN2 | Landfill Gas | 1.6 | 1.6 | IPP Non-CHP
54842 | WM Renewable Energy LLC | 57406 | Prairie View IL | GEN1 | Landfill Gas | 1.6 | 1.6 | IPP Non-CHP
54842 | WM Renewable Energy LLC | 57406 | Prairie View IL | GEN2 | Landfill Gas | 1.6 | 1.6 | IPP Non-CHP
54842 | WM Renewable Energy LLC | 57406 | Prairie View IL | GEN3 | Landfill Gas | 1.6 | 1.6 | IPP Non-CHP
54842 | WM Renewable Energy LLC | 57408 | Prairie Bluff | GEN1 | Landfill Gas | 1.6 | 1.6 | IPP Non-CHP
54842 | WM Renewable Energy LLC | 57409 | West Camden | GEN1 | Landfill Gas | 1.6 | 1.6 | IPP Non-CHP
54842 | WM Renewable Energy LLC | 57409 | West Camden | GEN2 | Landfill Gas | 1.6 | 1.6 | IPP Non-CHP
54842 | WM Renewable Energy LLC | 57409 | West Camden | GEN3 | Landfill Gas | 1.6 | 1.6 | IPP Non-CHP
54842 | WM Renewable Energy LLC | 57410 | Geneva | GEN1 | Landfill Gas | 0.8 | 0.8 | IPP Non-CHP
54842 | WM Renewable Energy LLC | 57410 | Geneva | GEN2 | Landfill Gas | 0.8 | 0.8 | IPP Non-CHP
54842 | WM Renewable Energy LLC | 57410 | Geneva | GEN3 | Landfill Gas | 0.8 | 0.8 | IPP Non-CHP
54842 | WM Renewable Energy LLC | 57410 | Geneva | GEN4 | Landfill Gas | 0.8 | 0.8 | IPP Non-CHP
54842 | WM Renewable Energy LLC | 57410 | Geneva | GEN5 | Landfill Gas | 0.8 | 0.8 | IPP Non-CHP
54842 | WM Renewable Energy LLC | 57411 | Mahoning | GEN1 | Landfill Gas | 0.8 | 0.8 | IPP Non-CHP
54842 | WM Renewable Energy LLC | 57411 | Mahoning | GEN2 | Landfill Gas | 0.8 | 0.8 | IPP Non-CHP
54842 | WM Renewable Energy LLC | 57411 | Mahoning | GEN3 | Landfill Gas | 0.8 | 0.8 | IPP Non-CHP
54842 | WM Renewable Energy LLC | 57411 | Mahoning | GEN4 | Landfill Gas | 0.8 | 0.8 | IPP Non-CHP
54842 | WM Renewable Energy LLC | 57411 | Mahoning | GEN5 | Landfill Gas | 0.8 | 0.8 | IPP Non-CHP
54842 | WM Renewable Energy LLC | 57443 | Pine Tree Acres WM LFGTE | GEN1 | Landfill Gas | 1.6 | 1.6 | IPP Non-CHP
54842 | WM Renewable Energy LLC | 57443 | Pine Tree Acres WM LFGTE | GEN2 | Landfill Gas | 1.6 | 1.6 | IPP Non-CHP
54842 | WM Renewable Energy LLC | 57443 | Pine Tree Acres WM LFGTE | GEN3 | Landfill Gas | 1.6 | 1.6 | IPP Non-CHP
54842 | WM Renewable Energy LLC | 57443 | Pine Tree Acres WM LFGTE | GEN4 | Landfill Gas | 1.6 | 1.6 | IPP Non-CHP
54842 | WM Renewable Energy LLC | 57443 | Pine Tree Acres WM LFGTE | GEN5 | Landfill Gas | 1.6 | 1.6 | IPP Non-CHP
54842 | WM Renewable Energy LLC | 57443 | Pine Tree Acres WM LFGTE | GEN6 | Landfill Gas | 1.6 | 1.6 | IPP Non-CHP
54842 | WM Renewable Energy LLC | 57443 | Pine Tree Acres WM LFGTE | GEN7 | Landfill Gas | 1.6 | 1.6 | IPP Non-CHP
54842 | WM Renewable Energy LLC | 57443 | Pine Tree Acres WM LFGTE | GEN8 | Landfill Gas | 1.6 | 1.6 | IPP Non-CHP
54842 | WM Renewable Energy LLC | 58250 | Tullytown | GEN1 | Landfill Gas | 1.6 | 1.6 | IPP Non-CHP
54843 | WM Illinois Renewable Energy LLC | 50563 | Settlers Hill Gas Recovery | GEN1 | Landfill Gas | 3 | 2.9 | IPP Non-CHP
54843 | WM Illinois Renewable Energy LLC | 50563 | Settlers Hill Gas Recovery | GEN2 | Landfill Gas | 3 | 2.9 | IPP Non-CHP
54843 | WM Illinois Renewable Energy LLC | 50566 | Milam Gas Recovery | GEN1 | Landfill Gas | 0.8 | 0.8 | IPP Non-CHP
54843 | WM Illinois Renewable Energy LLC | 50566 | Milam Gas Recovery | GEN2 | Landfill Gas | 0.8 | 0.8 | IPP Non-CHP
54843 | WM Illinois Renewable Energy LLC | 50566 | Milam Gas Recovery | GEN3 | Landfill Gas | 0.8 | 0.8 | IPP Non-CHP
54843 | WM Illinois Renewable Energy LLC | 50573 | CID Gas Recovery | GEN2 | Landfill Gas | 3 | 2.9 | IPP Non-CHP
54843 | WM Illinois Renewable Energy LLC | 50575 | Lake Gas Recovery | GEN2 | Landfill Gas | 3 | 2.9 | IPP Non-CHP
54843 | WM Illinois Renewable Energy LLC | 50575 | Lake Gas Recovery | GEN3 | Landfill Gas | 3 | 2.9 | IPP Non-CHP
54843 | WM Illinois Renewable Energy LLC | 50721 | Tazewell Gas Recovery | GEN1 | Landfill Gas | 0.8 | 0.8 | IPP Non-CHP
54843 | WM Illinois Renewable Energy LLC | 50721 | Tazewell Gas Recovery | GEN2 | Landfill Gas | 0.8 | 0.8 | IPP Non-CHP
54843 | WM Illinois Renewable Energy LLC | 50721 | Tazewell Gas Recovery | GEN3 | Landfill Gas | 0.8 | 0.8 | IPP Non-CHP
54843 | WM Illinois Renewable Energy LLC | 54659 | Kankakee Gas Recovery | GEN1 | Landfill Gas | 0.8 | 0.8 | IPP Non-CHP
54843 | WM Illinois Renewable Energy LLC | 54659 | Kankakee Gas Recovery | GEN2 | Landfill Gas | 0.8 | 0.8 | IPP Non-CHP
54843 | WM Illinois Renewable Energy LLC | 54662 | Woodland Landfill Gas Recovery | GEN1 | Landfill Gas | 0.8 | 0.8 | IPP Non-CHP
54843 | WM Illinois Renewable Energy LLC | 54662 | Woodland Landfill Gas Recovery | GEN2 | Landfill Gas | 0.8 | 0.8 | IPP Non-CHP
54843 | WM Illinois Renewable Energy LLC | 54662 | Woodland Landfill Gas Recovery | GEN3 | Landfill Gas | 1.6 | 1.6 | IPP Non-CHP
54843 | WM Illinois Renewable Energy LLC | 54662 | Woodland Landfill Gas Recovery | GEN4 | Landfill Gas | 1.6 | 1.6 | IPP Non-CHP
54843 | WM Illinois Renewable Energy LLC | 55014 | Greene Valley Gas Recovery | GEN1 | Landfill Gas | 3.3 | 2.9 | IPP Non-CHP
54843 | WM Illinois Renewable Energy LLC | 55014 | Greene Valley Gas Recovery | GEN2 | Landfill Gas | 3.3 | 2.9 | IPP Non-CHP
54845 | Colorado & Santa Fe Energy Co | 56308 | Fossil Gulch | 1 | Onshore Wind Turbine | 10.5 | 10.5 | IPP Non-CHP
54863 | U S Power Generating Company LLC | 2494 | Gowanus Gas Turbines Generating | GT11 | Petroleum Liquids | 20 | 18.4 | IPP Non-CHP
54863 | U S Power Generating Company LLC | 2494 | Gowanus Gas Turbines Generating | GT12 | Petroleum Liquids | 20 | 18.6 | IPP Non-CHP
54863 | U S Power Generating Company LLC | 2494 | Gowanus Gas Turbines Generating | GT13 | Petroleum Liquids | 20 | 16.9 | IPP Non-CHP
54863 | U S Power Generating Company LLC | 2494 | Gowanus Gas Turbines Generating | GT14 | Petroleum Liquids | 20 | 15.6 | IPP Non-CHP
54863 | U S Power Generating Company LLC | 2494 | Gowanus Gas Turbines Generating | GT15 | Petroleum Liquids | 20 | 16.2 | IPP Non-CHP
54863 | U S Power Generating Company LLC | 2494 | Gowanus Gas Turbines Generating | GT16 | Petroleum Liquids | 20 | 16 | IPP Non-CHP
54863 | U S Power Generating Company LLC | 2494 | Gowanus Gas Turbines Generating | GT17 | Petroleum Liquids | 20 | 16.9 | IPP Non-CHP
54863 | U S Power Generating Company LLC | 2494 | Gowanus Gas Turbines Generating | GT18 | Petroleum Liquids | 20 | 15 | IPP Non-CHP
54863 | U S Power Generating Company LLC | 2494 | Gowanus Gas Turbines Generating | GT21 | Natural Gas Fired Combustion Turbine | 20 | 17.2 | IPP Non-CHP
54863 | U S Power Generating Company LLC | 2494 | Gowanus Gas Turbines Generating | GT22 | Natural Gas Fired Combustion Turbine | 20 | 17.7 | IPP Non-CHP
54863 | U S Power Generating Company LLC | 2494 | Gowanus Gas Turbines Generating | GT23 | Natural Gas Fired Combustion Turbine | 20 | 19.2 | IPP Non-CHP
54863 | U S Power Generating Company LLC | 2494 | Gowanus Gas Turbines Generating | GT24 | Natural Gas Fired Combustion Turbine | 20 | 17.2 | IPP Non-CHP
54863 | U S Power Generating Company LLC | 2494 | Gowanus Gas Turbines Generating | GT25 | Natural Gas Fired Combustion Turbine | 20 | 17.4 | IPP Non-CHP
54863 | U S Power Generating Company LLC | 2494 | Gowanus Gas Turbines Generating | GT26 | Natural Gas Fired Combustion Turbine | 20 | 18.7 | IPP Non-CHP
54863 | U S Power Generating Company LLC | 2494 | Gowanus Gas Turbines Generating | GT27 | Natural Gas Fired Combustion Turbine | 20 | 18.1 | IPP Non-CHP
54863 | U S Power Generating Company LLC | 2494 | Gowanus Gas Turbines Generating | GT28 | Natural Gas Fired Combustion Turbine | 20 | 17.5 | IPP Non-CHP
54863 | U S Power Generating Company LLC | 2494 | Gowanus Gas Turbines Generating | GT31 | Natural Gas Fired Combustion Turbine | 20 | 17.3 | IPP Non-CHP
54863 | U S Power Generating Company LLC | 2494 | Gowanus Gas Turbines Generating | GT32 | Natural Gas Fired Combustion Turbine | 20 | 17.3 | IPP Non-CHP
54863 | U S Power Generating Company LLC | 2494 | Gowanus Gas Turbines Generating | GT33 | Natural Gas Fired Combustion Turbine | 20 | 18.4 | IPP Non-CHP
54863 | U S Power Generating Company LLC | 2494 | Gowanus Gas Turbines Generating | GT34 | Natural Gas Fired Combustion Turbine | 20 | 16.5 | IPP Non-CHP
54863 | U S Power Generating Company LLC | 2494 | Gowanus Gas Turbines Generating | GT35 | Natural Gas Fired Combustion Turbine | 20 | 18.2 | IPP Non-CHP
54863 | U S Power Generating Company LLC | 2494 | Gowanus Gas Turbines Generating | GT36 | Natural Gas Fired Combustion Turbine | 20 | 15.6 | IPP Non-CHP
54863 | U S Power Generating Company LLC | 2494 | Gowanus Gas Turbines Generating | GT37 | Natural Gas Fired Combustion Turbine | 20 | 18.2 | IPP Non-CHP
54863 | U S Power Generating Company LLC | 2494 | Gowanus Gas Turbines Generating | GT38 | Natural Gas Fired Combustion Turbine | 20 | 17.9 | IPP Non-CHP
54863 | U S Power Generating Company LLC | 2494 | Gowanus Gas Turbines Generating | GT41 | Petroleum Liquids | 20 | 17.9 | IPP Non-CHP
54863 | U S Power Generating Company LLC | 2494 | Gowanus Gas Turbines Generating | GT42 | Petroleum Liquids | 20 | 16.9 | IPP Non-CHP
54863 | U S Power Generating Company LLC | 2494 | Gowanus Gas Turbines Generating | GT43 | Petroleum Liquids | 20 | 16.9 | IPP Non-CHP
54863 | U S Power Generating Company LLC | 2494 | Gowanus Gas Turbines Generating | GT44 | Petroleum Liquids | 20 | 16.2 | IPP Non-CHP
54863 | U S Power Generating Company LLC | 2494 | Gowanus Gas Turbines Generating | GT45 | Petroleum Liquids | 20 | 16.2 | IPP Non-CHP
54863 | U S Power Generating Company LLC | 2494 | Gowanus Gas Turbines Generating | GT46 | Petroleum Liquids | 20 | 17.8 | IPP Non-CHP
54863 | U S Power Generating Company LLC | 2494 | Gowanus Gas Turbines Generating | GT47 | Petroleum Liquids | 20 | 16.2 | IPP Non-CHP
54863 | U S Power Generating Company LLC | 2494 | Gowanus Gas Turbines Generating | GT48 | Petroleum Liquids | 20 | 16.8 | IPP Non-CHP
54863 | U S Power Generating Company LLC | 2499 | Narrows Gas Turbines Generating | NT11 | Natural Gas Fired Combustion Turbine | 22 | 19.1 | IPP Non-CHP
54863 | U S Power Generating Company LLC | 2499 | Narrows Gas Turbines Generating | NT12 | Natural Gas Fired Combustion Turbine | 22 | 17.3 | IPP Non-CHP
54863 | U S Power Generating Company LLC | 2499 | Narrows Gas Turbines Generating | NT13 | Natural Gas Fired Combustion Turbine | 22 | 18.3 | IPP Non-CHP
54863 | U S Power Generating Company LLC | 2499 | Narrows Gas Turbines Generating | NT14 | Natural Gas Fired Combustion Turbine | 22 | 18.4 | IPP Non-CHP
54863 | U S Power Generating Company LLC | 2499 | Narrows Gas Turbines Generating | NT15 | Natural Gas Fired Combustion Turbine | 22 | 18.6 | IPP Non-CHP
54863 | U S Power Generating Company LLC | 2499 | Narrows Gas Turbines Generating | NT16 | Natural Gas Fired Combustion Turbine | 22 | 16.6 | IPP Non-CHP
54863 | U S Power Generating Company LLC | 2499 | Narrows Gas Turbines Generating | NT17 | Natural Gas Fired Combustion Turbine | 22 | 16.6 | IPP Non-CHP
54863 | U S Power Generating Company LLC | 2499 | Narrows Gas Turbines Generating | NT18 | Natural Gas Fired Combustion Turbine | 22 | 16.6 | IPP Non-CHP
54863 | U S Power Generating Company LLC | 2499 | Narrows Gas Turbines Generating | NT21 | Natural Gas Fired Combustion Turbine | 22 | 18.8 | IPP Non-CHP
54863 | U S Power Generating Company LLC | 2499 | Narrows Gas Turbines Generating | NT22 | Natural Gas Fired Combustion Turbine | 22 | 17.3 | IPP Non-CHP
54863 | U S Power Generating Company LLC | 2499 | Narrows Gas Turbines Generating | NT23 | Natural Gas Fired Combustion Turbine | 22 | 18.4 | IPP Non-CHP
54863 | U S Power Generating Company LLC | 2499 | Narrows Gas Turbines Generating | NT24 | Natural Gas Fired Combustion Turbine | 22 | 17.3 | IPP Non-CHP
54863 | U S Power Generating Company LLC | 2499 | Narrows Gas Turbines Generating | NT25 | Natural Gas Fired Combustion Turbine | 22 | 18.2 | IPP Non-CHP
54863 | U S Power Generating Company LLC | 2499 | Narrows Gas Turbines Generating | NT26 | Natural Gas Fired Combustion Turbine | 22 | 15.9 | IPP Non-CHP
54863 | U S Power Generating Company LLC | 2499 | Narrows Gas Turbines Generating | NT27 | Natural Gas Fired Combustion Turbine | 22 | 18.7 | IPP Non-CHP
54863 | U S Power Generating Company LLC | 2499 | Narrows Gas Turbines Generating | NT28 | Natural Gas Fired Combustion Turbine | 22 | 16.9 | IPP Non-CHP
54863 | U S Power Generating Company LLC | 8906 | Astoria Generating Station | 1 | Natural Gas Fired Combustion Turbine | 15 | 14.8 | IPP Non-CHP
54863 | U S Power Generating Company LLC | 8906 | Astoria Generating Station | 2 | Natural Gas Steam Turbine | 180 | 184.6 | IPP Non-CHP
54863 | U S Power Generating Company LLC | 8906 | Astoria Generating Station | 3 | Natural Gas Steam Turbine | 376 | 374 | IPP Non-CHP
54863 | U S Power Generating Company LLC | 8906 | Astoria Generating Station | 4 | Natural Gas Steam Turbine | 387 | 380 | IPP Non-CHP
54863 | U S Power Generating Company LLC | 8906 | Astoria Generating Station | ST5 | Natural Gas Steam Turbine | 387 | 380 | IPP Non-CHP
54870 | FPL Energy Red Canyon LLC | 56457 | Post Wind Farm LP | 1 | Onshore Wind Turbine | 84 | 84 | IPP Non-CHP
54876 | Flambeau River Papers | 50620 | Flambeau River Papers | GEN1 | Wood/Wood Waste Biomass | 5.7 | 4.7 | Industrial CHP
54878 | Oregon Environmental Industries LLC | 56461 | Dry Creek LFG to Energy Project | DC1 | Landfill Gas | 1.6 | 1.5 | Commercial Non-CHP
54878 | Oregon Environmental Industries LLC | 56461 | Dry Creek LFG to Energy Project | DC2 | Landfill Gas | 1.6 | 1.5 | Commercial Non-CHP
54880 | P H Glatfelter Company | 10244 | P H Glatfelter Co -Chillicothe Facility | T-10 | Wood/Wood Waste Biomass | 10.6 | 6.2 | Industrial CHP
54880 | P H Glatfelter Company | 10244 | P H Glatfelter Co -Chillicothe Facility | T-11 | Wood/Wood Waste Biomass | 24 | 2.3 | Industrial CHP
54880 | P H Glatfelter Company | 10244 | P H Glatfelter Co -Chillicothe Facility | T-12 | Wood/Wood Waste Biomass | 31 | 23.3 | Industrial CHP
54880 | P H Glatfelter Company | 10244 | P H Glatfelter Co -Chillicothe Facility | T-13 | Conventional Steam Coal | 27.2 | 18.3 | Industrial CHP
54885 | NRG Wholesale Generation LP | 3130 | Seward (PA) | FB1 | Conventional Steam Coal | 585 | 521 | IPP Non-CHP
54885 | NRG Wholesale Generation LP | 55237 | Energy Shelby County | CTG1 | Natural Gas Fired Combustion Turbine | 60.5 | 42 | IPP Non-CHP
54885 | NRG Wholesale Generation LP | 55237 | Energy Shelby County | CTG2 | Natural Gas Fired Combustion Turbine | 60.5 | 42 | IPP Non-CHP
54885 | NRG Wholesale Generation LP | 55237 | Energy Shelby County | CTG3 | Natural Gas Fired Combustion Turbine | 60.5 | 42 | IPP Non-CHP
54885 | NRG Wholesale Generation LP | 55237 | Energy Shelby County | CTG4 | Natural Gas Fired Combustion Turbine | 60.5 | 42 | IPP Non-CHP
54885 | NRG Wholesale Generation LP | 55237 | Energy Shelby County | CTG5 | Natural Gas Fired Combustion Turbine | 60.5 | 42 | IPP Non-CHP
54885 | NRG Wholesale Generation LP | 55237 | Energy Shelby County | CTG6 | Natural Gas Fired Combustion Turbine | 60.5 | 42 | IPP Non-CHP
54885 | NRG Wholesale Generation LP | 55237 | Energy Shelby County | CTG7 | Natural Gas Fired Combustion Turbine | 60 | 42 | IPP Non-CHP
54885 | NRG Wholesale Generation LP | 55237 | Energy Shelby County | CTG8 | Natural Gas Fired Combustion Turbine | 60 | 42 | IPP Non-CHP
54885 | NRG Wholesale Generation LP | 55279 | Aurora | CTG1 | Natural Gas Fired Combustion Turbine | 213 | 145 | IPP Non-CHP
54885 | NRG Wholesale Generation LP | 55279 | Aurora | CTG10 | Natural Gas Fired Combustion Turbine | 71 | 42 | IPP Non-CHP
54885 | NRG Wholesale Generation LP | 55279 | Aurora | CTG2 | Natural Gas Fired Combustion Turbine | 213 | 145 | IPP Non-CHP
54885 | NRG Wholesale Generation LP | 55279 | Aurora | CTG3 | Natural Gas Fired Combustion Turbine | 210 | 145 | IPP Non-CHP
54885 | NRG Wholesale Generation LP | 55279 | Aurora | CTG4 | Natural Gas Fired Combustion Turbine | 213 | 145 | IPP Non-CHP
54885 | NRG Wholesale Generation LP | 55279 | Aurora | CTG5 | Natural Gas Fired Combustion Turbine | 71 | 42 | IPP Non-CHP
54885 | NRG Wholesale Generation LP | 55279 | Aurora | CTG6 | Natural Gas Fired Combustion Turbine | 71 | 42 | IPP Non-CHP
54885 | NRG Wholesale Generation LP | 55279 | Aurora | CTG7 | Natural Gas Fired Combustion Turbine | 71 | 42 | IPP Non-CHP
54885 | NRG Wholesale Generation LP | 55279 | Aurora | CTG8 | Natural Gas Fired Combustion Turbine | 71 | 42 | IPP Non-CHP
54885 | NRG Wholesale Generation LP | 55279 | Aurora | CTG9 | Natural Gas Fired Combustion Turbine | 71 | 42 | IPP Non-CHP
54885 | NRG Wholesale Generation LP | 55706 | Choctaw County | CTG1 | Natural Gas Fired Combined Cycle | 179 | 164 | IPP Non-CHP
54885 | NRG Wholesale Generation LP | 55706 | Choctaw County | CTG2 | Natural Gas Fired Combined Cycle | 179 | 164 | IPP Non-CHP
54885 | NRG Wholesale Generation LP | 55706 | Choctaw County | CTG3 | Natural Gas Fired Combined Cycle | 179 | 164 | IPP Non-CHP
54885 | NRG Wholesale Generation LP | 55706 | Choctaw County | STG1 | Natural Gas Fired Combined Cycle | 362 | 289 | IPP Non-CHP
54885 | NRG Wholesale Generation LP | 55976 | Hunterstown Power Plant | 101 | Natural Gas Fired Combined Cycle | 179 | 153 | IPP Non-CHP
54885 | NRG Wholesale Generation LP | 55976 | Hunterstown Power Plant | 201 | Natural Gas Fired Combined Cycle | 179 | 153 | IPP Non-CHP
54885 | NRG Wholesale Generation LP | 55976 | Hunterstown Power Plant | 301 | Natural Gas Fired Combined Cycle | 179 | 153 | IPP Non-CHP
54885 | NRG Wholesale Generation LP | 55976 | Hunterstown Power Plant | 401 | Natural Gas Fired Combined Cycle | 361 | 299 | IPP Non-CHP
54888 | NRG Texas Power LLC | 298 | Limestone | 1 | Conventional Steam Coal | 893 | 831 | IPP Non-CHP
54888 | NRG Texas Power LLC | 298 | Limestone | 2 | Conventional Steam Coal | 956.8 | 858 | IPP Non-CHP
54888 | NRG Texas Power LLC | 3460 | Cedar Bayou | 1 | Natural Gas Steam Turbine | 765 | 746 | IPP Non-CHP
54888 | NRG Texas Power LLC | 3460 | Cedar Bayou | 2 | Natural Gas Steam Turbine | 765 | 749 | IPP Non-CHP
54888 | NRG Texas Power LLC | 3464 | Greens Bayou | 5 | Natural Gas Steam Turbine | 446.4 | 406 | IPP Non-CHP
54888 | NRG Texas Power LLC | 3464 | Greens Bayou | 73 | Natural Gas Fired Combustion Turbine | 72 | 54 | IPP Non-CHP
54888 | NRG Texas Power LLC | 3464 | Greens Bayou | 74 | Natural Gas Fired Combustion Turbine | 72 | 54 | IPP Non-CHP
54888 | NRG Texas Power LLC | 3464 | Greens Bayou | 81 | Natural Gas Fired Combustion Turbine | 72 | 54 | IPP Non-CHP
54888 | NRG Texas Power LLC | 3464 | Greens Bayou | 82 | Natural Gas Fired Combustion Turbine | 72 | 64 | IPP Non-CHP
54888 | NRG Texas Power LLC | 3464 | Greens Bayou | 83 | Natural Gas Fired Combustion Turbine | 72 | 64 | IPP Non-CHP
54888 | NRG Texas Power LLC | 3464 | Greens Bayou | 84 | Natural Gas Fired Combustion Turbine | 72 | 64 | IPP Non-CHP
54888 | NRG Texas Power LLC | 3468 | Sam Bertron | 3 | Natural Gas Steam Turbine | 225.3 | 230 | IPP Non-CHP
54888 | NRG Texas Power LLC | 3468 | Sam Bertron | 4 | Natural Gas Steam Turbine | 225.3 | 230 | IPP Non-CHP
54888 | NRG Texas Power LLC | 3468 | Sam Bertron | GT2 | Natural Gas Fired Combustion Turbine | 16.3 | 13 | IPP Non-CHP
54888 | NRG Texas Power LLC | 3468 | Sam Bertron | ST1 | Natural Gas Steam Turbine | 187.8 | 118 | IPP Non-CHP
54888 | NRG Texas Power LLC | 3468 | Sam Bertron | ST2 | Natural Gas Steam Turbine | 187.8 | 174 | IPP Non-CHP
54888 | NRG Texas Power LLC | 3469 | T H Wharton | 3 | Natural Gas Fired Combined Cycle | 113.1 | 104 | IPP Non-CHP
54888 | NRG Texas Power LLC | 3469 | T H Wharton | 31 | Natural Gas Fired Combined Cycle | 54 | 57 | IPP Non-CHP
54888 | NRG Texas Power LLC | 3469 | T H Wharton | 32 | Natural Gas Fired Combined Cycle | 54 | 57 | IPP Non-CHP
54888 | NRG Texas Power LLC | 3469 | T H Wharton | 33 | Natural Gas Fired Combined Cycle | 54 | 57 | IPP Non-CHP
54888 | NRG Texas Power LLC | 3469 | T H Wharton | 34 | Natural Gas Fired Combined Cycle | 54 | 57 | IPP Non-CHP
54888 | NRG Texas Power LLC | 3469 | T H Wharton | 4 | Natural Gas Fired Combined Cycle | 113.1 | 104 | IPP Non-CHP
54888 | NRG Texas Power LLC | 3469 | T H Wharton | 41 | Natural Gas Fired Combined Cycle | 54 | 57 | IPP Non-CHP
54888 | NRG Texas Power LLC | 3469 | T H Wharton | 42 | Natural Gas Fired Combined Cycle | 54 | 57 | IPP Non-CHP
54888 | NRG Texas Power LLC | 3469 | T H Wharton | 43 | Natural Gas Fired Combined Cycle | 56.7 | 57 | IPP Non-CHP
54888 | NRG Texas Power LLC | 3469 | T H Wharton | 44 | Natural Gas Fired Combined Cycle | 56.7 | 57 | IPP Non-CHP
54888 | NRG Texas Power LLC | 3469 | T H Wharton | 51 | Natural Gas Fired Combustion Turbine | 85 | 58 | IPP Non-CHP
54888 | NRG Texas Power LLC | 3469 | T H Wharton | 52 | Natural Gas Fired Combustion Turbine | 85 | 58 | IPP Non-CHP
54888 | NRG Texas Power LLC | 3469 | T H Wharton | 53 | Natural Gas Fired Combustion Turbine | 85 | 58 | IPP Non-CHP
54888 | NRG Texas Power LLC | 3469 | T H Wharton | 54 | Natural Gas Fired Combustion Turbine | 85 | 58 | IPP Non-CHP
54888 | NRG Texas Power LLC | 3469 | T H Wharton | 55 | Natural Gas Fired Combustion Turbine | 85 | 58 | IPP Non-CHP
54888 | NRG Texas Power LLC | 3469 | T H Wharton | 56 | Natural Gas Fired Combustion Turbine | 85 | 58 | IPP Non-CHP
54888 | NRG Texas Power LLC | 3469 | T H Wharton | GT1 | Natural Gas Fired Combustion Turbine | 16.3 | 13 | IPP Non-CHP
54888 | NRG Texas Power LLC | 3470 | W A Parish | 1 | Natural Gas Steam Turbine | 187.8 | 169 | IPP Non-CHP
54888 | NRG Texas Power LLC | 3470 | W A Parish | 2 | Natural Gas Steam Turbine | 187.8 | 169 | IPP Non-CHP
54888 | NRG Texas Power LLC | 3470 | W A Parish | 3 | Natural Gas Steam Turbine | 299.2 | 273 | IPP Non-CHP
54888 | NRG Texas Power LLC | 3470 | W A Parish | 4 | Natural Gas Steam Turbine | 580.5 | 552 | IPP Non-CHP
54888 | NRG Texas Power LLC | 3470 | W A Parish | 5 | Conventional Steam Coal | 734.1 | 659 | IPP Non-CHP
54888 | NRG Texas Power LLC | 3470 | W A Parish | 6 | Conventional Steam Coal | 734.1 | 653 | IPP Non-CHP
54888 | NRG Texas Power LLC | 3470 | W A Parish | 7 | Conventional Steam Coal | 614.6 | 577 | IPP Non-CHP
54888 | NRG Texas Power LLC | 3470 | W A Parish | 8 | Conventional Steam Coal | 654 | 610 | IPP Non-CHP
54888 | NRG Texas Power LLC | 3470 | W A Parish | GT1 | Natural Gas Fired Combustion Turbine | 16.3 | 13 | IPP Non-CHP
54888 | NRG Texas Power LLC | 7325 | San Jacinto Steam Electric Station | 1 | Natural Gas Fired Combustion Turbine | 88.2 | 81 | IPP Non-CHP
54888 | NRG Texas Power LLC | 7325 | San Jacinto Steam Electric Station | 2 | Natural Gas Fired Combustion Turbine | 88.2 | 81 | IPP Non-CHP
54889 | Carlyle/Riverstone Renewable Energy | 10381 | Coastal Carolina Clean Power | GEN1 | Wood/Wood Waste Biomass | 44.1 | 27 | IPP CHP
54890 | Russell City Energy Company LLC | 56467 | Russell City Energy Center | CTG1 | Natural Gas Fired Combined Cycle | 200 | 185 | IPP Non-CHP
54890 | Russell City Energy Company LLC | 56467 | Russell City Energy Center | CTG2 | Natural Gas Fired Combined Cycle | 200 | 185 | IPP Non-CHP
54890 | Russell City Energy Company LLC | 56467 | Russell City Energy Center | STG1 | Natural Gas Fired Combined Cycle | 255 | 245 | IPP Non-CHP
54894 | Roseburg Forest Products | 56469 | Roseburg Forest Products Biomass | 1 | Wood/Wood Waste Biomass | 13.4 | 9 | Industrial CHP
54895 | FirstLight Power Resources Services LLC | 539 | Rocky River (CT) | 1 | Hydroelectric Pumped Storage | 3.5 | 2 | IPP Non-CHP
54895 | FirstLight Power Resources Services LLC | 539 | Rocky River (CT) | 2 | Hydroelectric Pumped Storage | 3.5 | 2 | IPP Non-CHP
54895 | FirstLight Power Resources Services LLC | 539 | Rocky River (CT) | 3 | Hydroelectric Pumped Storage | 24 | 25.4 | IPP Non-CHP
54895 | FirstLight Power Resources Services LLC | 541 | Bulls Bridge | 1 | Conventional Hydroelectric | 1.2 | 1.4 | IPP Non-CHP
54895 | FirstLight Power Resources Services LLC | 541 | Bulls Bridge | 2 | Conventional Hydroelectric | 1.2 | 1.4 | IPP Non-CHP
54895 | FirstLight Power Resources Services LLC | 541 | Bulls Bridge | 3 | Conventional Hydroelectric | 1.2 | 1.4 | IPP Non-CHP
54895 | FirstLight Power Resources Services LLC | 541 | Bulls Bridge | 4 | Conventional Hydroelectric | 1.2 | 1.4 | IPP Non-CHP
54895 | FirstLight Power Resources Services LLC | 541 | Bulls Bridge | 5 | Conventional Hydroelectric | 1.2 | 1.4 | IPP Non-CHP
54895 | FirstLight Power Resources Services LLC | 541 | Bulls Bridge | 6 | Conventional Hydroelectric | 1.2 | 1.4 | IPP Non-CHP
54895 | FirstLight Power Resources Services LLC | 551 | Scotland Dam | 1 | Conventional Hydroelectric | 2 | 1.7 | IPP Non-CHP
54895 | FirstLight Power Resources Services LLC | 552 | Shepaug | 1 | Conventional Hydroelectric | 37.2 | 41.5 | IPP Non-CHP
54895 | FirstLight Power Resources Services LLC | 553 | Stevenson | 1 | Conventional Hydroelectric | 7.5 | 7.1 | IPP Non-CHP
54895 | FirstLight Power Resources Services LLC | 553 | Stevenson | 2 | Conventional Hydroelectric | 7.5 | 7.1 | IPP Non-CHP
54895 | FirstLight Power Resources Services LLC | 553 | Stevenson | 3 | Conventional Hydroelectric | 7.5 | 7.1 | IPP Non-CHP
54895 | FirstLight Power Resources Services LLC | 553 | Stevenson | 4 | Conventional Hydroelectric | 8 | 7.6 | IPP Non-CHP
54895 | FirstLight Power Resources Services LLC | 554 | Taftville | 1 | Conventional Hydroelectric | 0.4 | 0.4 | IPP Non-CHP
54895 | FirstLight Power Resources Services LLC | 554 | Taftville | 2 | Conventional Hydroelectric | 0.3 | 0.4 | IPP Non-CHP
54895 | FirstLight Power Resources Services LLC | 554 | Taftville | 3 | Conventional Hydroelectric | 0.3 | 0.4 | IPP Non-CHP
54895 | FirstLight Power Resources Services LLC | 554 | Taftville | 4 | Conventional Hydroelectric | 0.3 | 0.4 | IPP Non-CHP
54895 | FirstLight Power Resources Services LLC | 554 | Taftville | 5 | Conventional Hydroelectric | 0.3 | 0.4 | IPP Non-CHP
54895 | FirstLight Power Resources Services LLC | 557 | Tunnel | 1 | Conventional Hydroelectric | 1 | 0.8 | IPP Non-CHP
54895 | FirstLight Power Resources Services LLC | 557 | Tunnel | 10 | Petroleum Liquids | 18.5 | 16.5 | IPP Non-CHP
54895 | FirstLight Power Resources Services LLC | 557 | Tunnel | 2 | Conventional Hydroelectric | 1 | 0.8 | IPP Non-CHP
54895 | FirstLight Power Resources Services LLC | 560 | Falls Village | 1 | Conventional Hydroelectric | 3 | 3.3 | IPP Non-CHP
54895 | FirstLight Power Resources Services LLC | 560 | Falls Village | 2 | Conventional Hydroelectric | 3 | 3.3 | IPP Non-CHP
54895 | FirstLight Power Resources Services LLC | 560 | Falls Village | 3 | Conventional Hydroelectric | 3 | 3.3 | IPP Non-CHP
54895 | FirstLight Power Resources Services LLC | 56629 | Waterbury Generation | 10 | Natural Gas Fired Combustion Turbine | 96 | 95 | IPP Non-CHP
54899 | NAES Corporation - (DE) | 599 | McKee Run | 1 | Natural Gas Steam Turbine | 18.8 | 17 | IPP Non-CHP
54899 | NAES Corporation - (DE) | 599 | McKee Run | 2 | Natural Gas Steam Turbine | 18.8 | 17 | IPP Non-CHP
54899 | NAES Corporation - (DE) | 599 | McKee Run | 3 | Natural Gas Steam Turbine | 113.6 | 102 | IPP Non-CHP
54899 | NAES Corporation - (DE) | 7318 | Van Sant Station | 1 | Natural Gas Fired Combustion Turbine | 45.1 | 39 | IPP Non-CHP
54900 | Stimson Lumber Company | 55090 | Plummer Cogen | GEN1 | Wood/Wood Waste Biomass | 6.2 | 5.8 | IPP CHP
54902 | SunE Alamosa1 LLC | 56481 | SunE Alamosa | 1 | Solar Photovoltaic | 1 | 1 | IPP Non-CHP
54902 | SunE Alamosa1 LLC | 56481 | SunE Alamosa | 2 | Solar Photovoltaic | 7.2 | 6.7 | IPP Non-CHP
54904 | High Prairie Wind Farm II LLC | 56494 | Prairie Star Wind Farm | HP2 | Onshore Wind Turbine | 100.6 | 100.6 | IPP Non-CHP
54907 | ReNu Power Holdings LLC | 3443 | Victoria | 5 | Natural Gas Fired Combined Cycle | 180 | 125 | IPP Non-CHP
54907 | ReNu Power Holdings LLC | 3443 | Victoria | 7 | Natural Gas Fired Combined Cycle | 196.9 | 160 | IPP Non-CHP
54911 | Tesoro Refng Marketing Co Mntn Region | 56509 | Tesoro SLC Cogeneration Plant | 1 | Natural Gas Fired Combustion Turbine | 12.5 | 11 | Industrial CHP
54911 | Tesoro Refng Marketing Co Mntn Region | 56509 | Tesoro SLC Cogeneration Plant | 2 | Natural Gas Fired Combustion Turbine | 12.5 | 11 | Industrial CHP
54915 | Dogwood Power Management, LLC | 55178 | Dogwood Energy Facility | CT-1 | Natural Gas Fired Combined Cycle | 180 | 180 | IPP Non-CHP
54915 | Dogwood Power Management, LLC | 55178 | Dogwood Energy Facility | CT-2 | Natural Gas Fired Combined Cycle | 180 | 176 | IPP Non-CHP
54915 | Dogwood Power Management, LLC | 55178 | Dogwood Energy Facility | ST-1 | Natural Gas Fired Combined Cycle | 270 | 260 | IPP Non-CHP
54916 | Phillips 66 Billings Refinery | 56496 | Phillips 66 Billings Refinery | 3701 | Other Gases | 1.6 | 1.5 | Industrial Non-CHP
55269 | NextEra Energy Duane Arnold LLC | 1060 | Duane Arnold Energy Center | 1 | Nuclear | 679.5 | 601.4 | IPP Non-CHP
55307 | Colorado Energy Management | 10682 | Brush Generation Facility | GT1 | Natural Gas Fired Combined Cycle | 23.8 | 25 | IPP Non-CHP
55307 | Colorado Energy Management | 10682 | Brush Generation Facility | GT2 | Natural Gas Fired Combustion Turbine | 23.8 | 25 | IPP Non-CHP
55307 | Colorado Energy Management | 10682 | Brush Generation Facility | GT3 | Natural Gas Fired Combined Cycle | 37 | 32 | IPP Non-CHP
55307 | Colorado Energy Management | 10682 | Brush Generation Facility | GT4 | Natural Gas Fired Combined Cycle | 23.8 | 25 | IPP Non-CHP
55307 | Colorado Energy Management | 10682 | Brush Generation Facility | GT5 | Natural Gas Fired Combined Cycle | 23.8 | 25 | IPP Non-CHP
55307 | Colorado Energy Management | 10682 | Brush Generation Facility | ST1 | Natural Gas Fired Combined Cycle | 38 | 30 | IPP Non-CHP
55307 | Colorado Energy Management | 10682 | Brush Generation Facility | ST2 | Natural Gas Fired Combined Cycle | 37 | 40 | IPP Non-CHP
55307 | Colorado Energy Management | 10682 | Brush Generation Facility | ST4 | Natural Gas Fired Combined Cycle | 90 | 90 | IPP Non-CHP
55397 | NRG Energy Inc | 56649 | South Trent Wind Farm | 1 | Onshore Wind Turbine | 101.2 | 101.2 | IPP Non-CHP
55510 | Tiverton Power LLC | 55048 | Tiverton Power Plant | UNT1 | Natural Gas Fired Combined Cycle | 179.3 | 159.4 | IPP Non-CHP
55510 | Tiverton Power LLC | 55048 | Tiverton Power Plant | UNT2 | Natural Gas Fired Combined Cycle | 93.2 | 90.6 | IPP Non-CHP
55600 | Cadillac Renewable Energy LLC | 54415 | Cadillac Renewable Energy | GEN1 | Wood/Wood Waste Biomass | 44 | 38 | IPP Non-CHP
55649 | Ontelaunee Energy Center | 55193 | Ontelaunee Energy Center | CTG1 | Natural Gas Fired Combined Cycle | 250 | 174 | IPP Non-CHP
55649 | Ontelaunee Energy Center | 55193 | Ontelaunee Energy Center | CTG2 | Natural Gas Fired Combined Cycle | 250 | 174 | IPP Non-CHP
55649 | Ontelaunee Energy Center | 55193 | Ontelaunee Energy Center | STG | Natural Gas Fired Combined Cycle | 228 | 178 | IPP Non-CHP
55696 | FPL Energy Oliver County Wind | 56392 | FPL Energy Oliver Wind I LLC | 1 | Onshore Wind Turbine | 50.6 | 50.6 | IPP Non-CHP
55698 | Hawks Nest Hydro LLC | 50010 | Glen Ferris Hydro | GEN1 | Conventional Hydroelectric | 0.4 | 0.4 | Industrial Non-CHP
55698 | Hawks Nest Hydro LLC | 50010 | Glen Ferris Hydro | GEN2 | Conventional Hydroelectric | 0.4 | 0.4 | Industrial Non-CHP
55698 | Hawks Nest Hydro LLC | 50010 | Glen Ferris Hydro | GEN3 | Conventional Hydroelectric | 0.4 | 0.4 | Industrial Non-CHP
55698 | Hawks Nest Hydro LLC | 50010 | Glen Ferris Hydro | GEN4 | Conventional Hydroelectric | 0.4 | 0.4 | Industrial Non-CHP
55698 | Hawks Nest Hydro LLC | 50010 | Glen Ferris Hydro | GEN5 | Conventional Hydroelectric | 0.4 | 0.4 | Industrial Non-CHP
55698 | Hawks Nest Hydro LLC | 50010 | Glen Ferris Hydro | GEN6 | Conventional Hydroelectric | 0.4 | 0.4 | Industrial Non-CHP
55698 | Hawks Nest Hydro LLC | 50010 | Glen Ferris Hydro | GEN7 | Conventional Hydroelectric | 1.9 | 1.9 | Industrial Non-CHP
55698 | Hawks Nest Hydro LLC | 50010 | Glen Ferris Hydro | GEN8 | Conventional Hydroelectric | 1.9 | 1.9 | Industrial Non-CHP
55698 | Hawks Nest Hydro LLC | 50011 | Hawks Nest Hydro | GEN1 | Conventional Hydroelectric | 25.5 | 24.2 | Industrial Non-CHP
55698 | Hawks Nest Hydro LLC | 50011 | Hawks Nest Hydro | GEN2 | Conventional Hydroelectric | 25.5 | 24.2 | Industrial Non-CHP
55698 | Hawks Nest Hydro LLC | 50011 | Hawks Nest Hydro | GEN3 | Conventional Hydroelectric | 25.5 | 24.2 | Industrial Non-CHP
55698 | Hawks Nest Hydro LLC | 50011 | Hawks Nest Hydro | GEN4 | Conventional Hydroelectric | 25.5 | 24.2 | Industrial Non-CHP
55703 | Otsego Paper Inc | 55799 | Otsego Mill Power Plant | NRTH | Natural Gas Fired Combustion Turbine | 10.6 | 8.8 | Industrial CHP
55703 | Otsego Paper Inc | 55799 | Otsego Mill Power Plant | SOTH | Natural Gas Fired Combustion Turbine | 10.6 | 8.8 | Industrial CHP
55704 | Tiber Montana LLC | 56499 | Tiber Dam Hydroelectric Plant | HY1 | Conventional Hydroelectric | 7.5 | 7.5 | IPP Non-CHP
55710 | Barrick Goldstrike Mines Inc | 56500 | Western 102 Power Plant | A101 | Natural Gas Internal Combustion Engine | 8.4 | 7.9 | Industrial Non-CHP
55710 | Barrick Goldstrike Mines Inc | 56500 | Western 102 Power Plant | B102 | Natural Gas Internal Combustion Engine | 8.4 | 7.9 | Industrial Non-CHP
55710 | Barrick Goldstrike Mines Inc | 56500 | Western 102 Power Plant | B202 | Natural Gas Internal Combustion Engine | 8.4 | 7.9 | Industrial Non-CHP
55710 | Barrick Goldstrike Mines Inc | 56500 | Western 102 Power Plant | C102 | Natural Gas Internal Combustion Engine | 8.4 | 7.9 | Industrial Non-CHP
55710 | Barrick Goldstrike Mines Inc | 56500 | Western 102 Power Plant | C202 | Natural Gas Internal Combustion Engine | 8.4 | 7.9 | Industrial Non-CHP
55710 | Barrick Goldstrike Mines Inc | 56500 | Western 102 Power Plant | D101 | Natural Gas Internal Combustion Engine | 8.4 | 7.9 | Industrial Non-CHP
55710 | Barrick Goldstrike Mines Inc | 56500 | Western 102 Power Plant | E102 | Natural Gas Internal Combustion Engine | 8.4 | 7.9 | Industrial Non-CHP
55710 | Barrick Goldstrike Mines Inc | 56500 | Western 102 Power Plant | E202 | Natural Gas Internal Combustion Engine | 8.4 | 7.9 | Industrial Non-CHP
55710 | Barrick Goldstrike Mines Inc | 56500 | Western 102 Power Plant | F102 | Natural Gas Internal Combustion Engine | 8.4 | 7.9 | Industrial Non-CHP
55710 | Barrick Goldstrike Mines Inc | 56500 | Western 102 Power Plant | F202 | Natural Gas Internal Combustion Engine | 8.4 | 7.9 | Industrial Non-CHP
55710 | Barrick Goldstrike Mines Inc | 56500 | Western 102 Power Plant | G102 | Natural Gas Internal Combustion Engine | 8.4 | 7.9 | Industrial Non-CHP
55710 | Barrick Goldstrike Mines Inc | 56500 | Western 102 Power Plant | G202 | Natural Gas Internal Combustion Engine | 8.4 | 7.9 | Industrial Non-CHP
55710 | Barrick Goldstrike Mines Inc | 56500 | Western 102 Power Plant | H102 | Natural Gas Internal Combustion Engine | 8.4 | 7.9 | Industrial Non-CHP
55710 | Barrick Goldstrike Mines Inc | 56500 | Western 102 Power Plant | H202 | Natural Gas Internal Combustion Engine | 8.4 | 7.9 | Industrial Non-CHP
55710 | Barrick Goldstrike Mines Inc | 56500 | Western 102 Power Plant | PV1 | Solar Photovoltaic | 1 | 1 | Industrial Non-CHP
55711 | FPL Energy Operating Services Inc - SEGS | 10439 | SEGS III | GEN1 | Solar Thermal without Energy Storage | 34.2 | 36 | IPP Non-CHP
55711 | FPL Energy Operating Services Inc - SEGS | 10440 | SEGS IV | GEN1 | Solar Thermal without Energy Storage | 34.2 | 36 | IPP Non-CHP
55711 | FPL Energy Operating Services Inc - SEGS | 10441 | SEGS V | GEN1 | Solar Thermal without Energy Storage | 34.2 | 36 | IPP Non-CHP
55711 | FPL Energy Operating Services Inc - SEGS | 10442 | SEGS VI | GEN1 | Solar Thermal without Energy Storage | 35 | 36 | IPP Non-CHP
55711 | FPL Energy Operating Services Inc - SEGS | 10443 | SEGS VII | GEN1 | Solar Thermal without Energy Storage | 35 | 36 | IPP Non-CHP
55711 | FPL Energy Operating Services Inc - SEGS | 10444 | SEGS VIII | GEN1 | Solar Thermal without Energy Storage | 92 | 88 | IPP Non-CHP
55711 | FPL Energy Operating Services Inc - SEGS | 10446 | SEGS IX | GEN1 | Solar Thermal without Energy Storage | 92 | 88 | IPP Non-CHP
55712 | BTEC Turbines LP | 55080 | New Albany Energy Facility | 1 | Natural Gas Fired Combustion Turbine | 71.2 | 60 | IPP Non-CHP
55712 | BTEC Turbines LP | 55080 | New Albany Energy Facility | 2 | Natural Gas Fired Combustion Turbine | 71.2 | 60 | IPP Non-CHP
55712 | BTEC Turbines LP | 55080 | New Albany Energy Facility | 3 | Natural Gas Fired Combustion Turbine | 71.2 | 60 | IPP Non-CHP
55712 | BTEC Turbines LP | 55080 | New Albany Energy Facility | 4 | Natural Gas Fired Combustion Turbine | 71.2 | 60 | IPP Non-CHP
55712 | BTEC Turbines LP | 55080 | New Albany Energy Facility | 5 | Natural Gas Fired Combustion Turbine | 71.2 | 60 | IPP Non-CHP
55712 | BTEC Turbines LP | 55080 | New Albany Energy Facility | 6 | Natural Gas Fired Combustion Turbine | 71.2 | 60 | IPP Non-CHP
55723 | Talen Renewable Energy | 56510 | Frey Farm Landfill | GEN1 | Landfill Gas | 1.6 | 1.6 | IPP CHP
55723 | Talen Renewable Energy | 56510 | Frey Farm Landfill | GEN2 | Landfill Gas | 1.6 | 1.6 | IPP CHP
55723 | Talen Renewable Energy | 56511 | Pennsauken Landfill | GEN1 | Landfill Gas | 0.9 | 0.9 | IPP Non-CHP
55723 | Talen Renewable Energy | 56511 | Pennsauken Landfill | GEN2 | Landfill Gas | 0.9 | 0.9 | IPP Non-CHP
55723 | Talen Renewable Energy | 56512 | GLRA Landfill | GEN1 | Landfill Gas | 1.6 | 1.6 | IPP Non-CHP
55723 | Talen Renewable Energy | 56512 | GLRA Landfill | GEN2 | Landfill Gas | 1.6 | 1.6 | IPP Non-CHP
55723 | Talen Renewable Energy | 56513 | Whitemarsh Central Utility Plant | CGE | Natural Gas Internal Combustion Engine | 1.6 | 1.6 | IPP CHP
55723 | Talen Renewable Energy | 56701 | Haworth Water Treatment Plant | GEN1 | Natural Gas Internal Combustion Engine | 2 | 2 | IPP Non-CHP
55723 | Talen Renewable Energy | 56701 | Haworth Water Treatment Plant | GEN2 | Natural Gas Internal Combustion Engine | 2 | 2 | IPP Non-CHP
55723 | Talen Renewable Energy | 56701 | Haworth Water Treatment Plant | GEN3 | Natural Gas Internal Combustion Engine | 2 | 2 | IPP Non-CHP
55723 | Talen Renewable Energy | 56701 | Haworth Water Treatment Plant | GEN4 | Natural Gas Internal Combustion Engine | 2 | 2 | IPP Non-CHP
55723 | Talen Renewable Energy | 56883 | Pennsauken Solar | GEN 1 | Solar Photovoltaic | 0.2 | 0.2 | IPP Non-CHP
55723 | Talen Renewable Energy | 56883 | Pennsauken Solar | GEN 2 | Solar Photovoltaic | 0.2 | 0.2 | IPP Non-CHP
55723 | Talen Renewable Energy | 56883 | Pennsauken Solar | GEN 3 | Solar Photovoltaic | 0.1 | 0.1 | IPP Non-CHP
55723 | Talen Renewable Energy | 56883 | Pennsauken Solar | GEN 4 | Solar Photovoltaic | 0.2 | 0.2 | IPP Non-CHP
55723 | Talen Renewable Energy | 56883 | Pennsauken Solar | GEN 5 | Solar Photovoltaic | 0.1 | 0.1 | IPP Non-CHP
55723 | Talen Renewable Energy | 56883 | Pennsauken Solar | GEN 6 | Solar Photovoltaic | 0.2 | 0.2 | IPP Non-CHP
55723 | Talen Renewable Energy | 56883 | Pennsauken Solar | GEN 7 | Solar Photovoltaic | 0.2 | 0.2 | IPP Non-CHP
55723 | Talen Renewable Energy | 56883 | Pennsauken Solar | GEN 8 | Solar Photovoltaic | 0.2 | 0.2 | IPP Non-CHP
55723 | Talen Renewable Energy | 56883 | Pennsauken Solar | GEN 9 | Solar Photovoltaic | 0.1 | 0.1 | IPP Non-CHP
55723 | Talen Renewable Energy | 56884 | Cumberland County Solid Waste Complex | GEN 2 | Landfill Gas | 1.6 | 1.6 | IPP Non-CHP
55723 | Talen Renewable Energy | 56884 | Cumberland County Solid Waste Complex | GEN 3 | Landfill Gas | 1.6 | 1.6 | IPP Non-CHP
55723 | Talen Renewable Energy | 56884 | Cumberland County Solid Waste Complex | GEN1 | Landfill Gas | 1.6 | 1.6 | IPP Non-CHP
55723 | Talen Renewable Energy | 56887 | Cumberland County PA LFG Recovery | GEN 1 | Landfill Gas | 1.6 | 1.6 | IPP Non-CHP
55723 | Talen Renewable Energy | 56887 | Cumberland County PA LFG Recovery | GEN 2 | Landfill Gas | 1.6 | 1.6 | IPP Non-CHP
55723 | Talen Renewable Energy | 56887 | Cumberland County PA LFG Recovery | GEN 3 | Landfill Gas | 1.6 | 1.6 | IPP Non-CHP
55723 | Talen Renewable Energy | 56887 | Cumberland County PA LFG Recovery | GEN 4 | Landfill Gas | 1.6 | 1.6 | IPP Non-CHP
55723 | Talen Renewable Energy | 56888 | Warren County Solar | GEN 1 | Solar Photovoltaic | 0.5 | 0.5 | IPP Non-CHP
55723 | Talen Renewable Energy | 56888 | Warren County Solar | GEN 2 | Solar Photovoltaic | 0.5 | 0.5 | IPP Non-CHP
55723 | Talen Renewable Energy | 56888 | Warren County Solar | GEN 3 | Solar Photovoltaic | 0.5 | 0.5 | IPP Non-CHP
55723 | Talen Renewable Energy | 56888 | Warren County Solar | GEN 4 | Solar Photovoltaic | 0.5 | 0.5 | IPP Non-CHP
55723 | Talen Renewable Energy | 56889 | PPL Renewable Energy Merck Solar | GEN 1 | Solar Photovoltaic | 1.7 | 1.7 | IPP Non-CHP
55723 | Talen Renewable Energy | 56890 | Norther Tier Landfill | GEN 1 | Landfill Gas | 1.6 | 1.6 | IPP Non-CHP
55723 | Talen Renewable Energy | 56891 | Moretown | GEN 1 | Landfill Gas | 1.6 | 1.6 | IPP Non-CHP
55723 | Talen Renewable Energy | 56891 | Moretown | GEN 2 | Landfill Gas | 1.6 | 1.6 | IPP Non-CHP
55723 | Talen Renewable Energy | 57182 | PPL Frey Farm Landfill Wind | 1 | Onshore Wind Turbine | 3.2 | 3.2 | IPP Non-CHP
55723 | Talen Renewable Energy | 57183 | PPL Glendon LFGTE Plant | 1 | Landfill Gas | 1.6 | 1.6 | IPP Non-CHP
55723 | Talen Renewable Energy | 57183 | PPL Glendon LFGTE Plant | 2 | Landfill Gas | 1.6 | 1.6 | IPP Non-CHP
55723 | Talen Renewable Energy | 57466 | Blue Ridge Landfill | GEN1 | Landfill Gas | 1.6 | 1.6 | IPP Non-CHP
55723 | Talen Renewable Energy | 57466 | Blue Ridge Landfill | GEN2 | Landfill Gas | 1.6 | 1.6 | IPP Non-CHP
55723 | Talen Renewable Energy | 57466 | Blue Ridge Landfill | GEN3 | Landfill Gas | 1.6 | 1.6 | IPP Non-CHP
55723 | Talen Renewable Energy | 57466 | Blue Ridge Landfill | GEN4 | Landfill Gas | 1.6 | 1.6 | IPP Non-CHP
55723 | Talen Renewable Energy | 57581 | Allenwood | 1 | Landfill Gas | 1.6 | 1.6 | IPP Non-CHP
55723 | Talen Renewable Energy | 57581 | Allenwood | 2 | Landfill Gas | 1.6 | 1.6 | IPP Non-CHP
55723 | Talen Renewable Energy | 57582 | Lycoming County | 1 | Landfill Gas | 1.6 | 1.5 | IPP Non-CHP
55723 | Talen Renewable Energy | 57582 | Lycoming County | 2 | Landfill Gas | 1.6 | 1.5 | IPP Non-CHP
55727 | Orion Engineered Carbons | 10072 | Engineered Carbons Borger Cogen | GEN1 | Other Gases | 20 | 18.8 | Industrial Non-CHP
55727 | Orion Engineered Carbons | 10187 | Engineered Carbons Echo Cogeneration | GEN1 | Other Gases | 10 | 8.9 | Industrial Non-CHP
55728 | Bright Light Capital LLC | 55782 | Wilmont Hills LLC | WH01 | Onshore Wind Turbine | 1.5 | 1.5 | IPP Non-CHP
55729 | Duke Energy Kentucky Inc | 6018 | East Bend | 2 | Conventional Steam Coal | 669.3 | 600 | Electric Utility
55729 | Duke Energy Kentucky Inc | 7158 | Woodsdale | GT1 | Natural Gas Fired Combustion Turbine | 81.6 | 77 | Electric Utility
55729 | Duke Energy Kentucky Inc | 7158 | Woodsdale | GT2 | Natural Gas Fired Combustion Turbine | 81.6 | 77 | Electric Utility
55729 | Duke Energy Kentucky Inc | 7158 | Woodsdale | GT3 | Natural Gas Fired Combustion Turbine | 81.6 | 77 | Electric Utility
55729 | Duke Energy Kentucky Inc | 7158 | Woodsdale | GT4 | Natural Gas Fired Combustion Turbine | 81.6 | 77 | Electric Utility
55729 | Duke Energy Kentucky Inc | 7158 | Woodsdale | GT5 | Natural Gas Fired Combustion Turbine | 81.6 | 77 | Electric Utility
55729 | Duke Energy Kentucky Inc | 7158 | Woodsdale | GT6 | Natural Gas Fired Combustion Turbine | 81.6 | 77 | Electric Utility
55733 | Waste Management Energy Solutions Inc | 56534 | El Sobrante Gas Recovery | GEN1 | Landfill Gas | 1.3 | 1.3 | IPP Non-CHP
55733 | Waste Management Energy Solutions Inc | 56534 | El Sobrante Gas Recovery | GEN2 | Landfill Gas | 1.3 | 1.3 | IPP Non-CHP
55733 | Waste Management Energy Solutions Inc | 56534 | El Sobrante Gas Recovery | GEN3 | Landfill Gas | 1.3 | 1.3 | IPP Non-CHP
55733 | Waste Management Energy Solutions Inc | 56535 | Waste Management Simi Valley LFGTE | GEN1 | Landfill Gas | 1.3 | 1.3 | IPP Non-CHP
55733 | Waste Management Energy Solutions Inc | 56535 | Waste Management Simi Valley LFGTE | GEN2 | Landfill Gas | 1.3 | 1.3 | IPP Non-CHP
55734 | Cow Branch | 56536 | Cow Branch Wind Power LLC | 1 | Onshore Wind Turbine | 50.4 | 50.4 | IPP Non-CHP
55735 | Conception | 56537 | CR Clearing LLC | 1 | Onshore Wind Turbine | 50.4 | 50.4 | IPP Non-CHP
55736 | Loess Hills | 56538 | Loess Hills Wind Farm LLC | 1 | Onshore Wind Turbine | 5 | 5 | IPP Non-CHP
55737 | Wind Capital Holdings LLC | 56555 | Wind Capital Holdings LLC | 1 | Onshore Wind Turbine | 56.7 | 56.7 | IPP Non-CHP
55738 | Verso Paper Androscoggin LLC | 50047 | International Paper Jay Hydro | GEN1 | Conventional Hydroelectric | 0.5 | 0.5 | Industrial Non-CHP
55738 | Verso Paper Androscoggin LLC | 50047 | International Paper Jay Hydro | GEN2 | Conventional Hydroelectric | 0.5 | 0.5 | Industrial Non-CHP
55738 | Verso Paper Androscoggin LLC | 50047 | International Paper Jay Hydro | GEN3 | Conventional Hydroelectric | 0.5 | 0.5 | Industrial Non-CHP
55738 | Verso Paper Androscoggin LLC | 50047 | International Paper Jay Hydro | GEN4 | Conventional Hydroelectric | 0.5 | 0.5 | Industrial Non-CHP
55738 | Verso Paper Androscoggin LLC | 50047 | International Paper Jay Hydro | GEN5 | Conventional Hydroelectric | 0.5 | 0.5 | Industrial Non-CHP
55738 | Verso Paper Androscoggin LLC | 50047 | International Paper Jay Hydro | GEN6 | Conventional Hydroelectric | 0.6 | 0.6 | Industrial Non-CHP
55738 | Verso Paper Androscoggin LLC | 50080 | Otis Hydro | GEN1 | Conventional Hydroelectric | 5.1 | 5.1 | Industrial Non-CHP
55738 | Verso Paper Androscoggin LLC | 50080 | Otis Hydro | GEN2 | Conventional Hydroelectric | 5.1 | 5.1 | Industrial Non-CHP
55738 | Verso Paper Androscoggin LLC | 50081 | International Paper Riley Hydro | GEN1 | Conventional Hydroelectric | 1.1 | 1.1 | Industrial Non-CHP
55738 | Verso Paper Androscoggin LLC | 50081 | International Paper Riley Hydro | GEN2 | Conventional Hydroelectric | 1.1 | 1.1 | Industrial Non-CHP
55738 | Verso Paper Androscoggin LLC | 50081 | International Paper Riley Hydro | GEN3 | Conventional Hydroelectric | 1.1 | 1.1 | Industrial Non-CHP
55738 | Verso Paper Androscoggin LLC | 50081 | International Paper Riley Hydro | GEN4 | Conventional Hydroelectric | 1.1 | 1.1 | Industrial Non-CHP
55738 | Verso Paper Androscoggin LLC | 50081 | International Paper Riley Hydro | GEN5 | Conventional Hydroelectric | 1.1 | 1.1 | Industrial Non-CHP
55738 | Verso Paper Androscoggin LLC | 50081 | International Paper Riley Hydro | GEN6 | Conventional Hydroelectric | 1.1 | 1.1 | Industrial Non-CHP
55738 | Verso Paper Androscoggin LLC | 50082 | International Paper Livermore Hydro | GEN1 | Conventional Hydroelectric | 1.1 | 1.1 | Industrial Non-CHP
55738 | Verso Paper Androscoggin LLC | 50082 | International Paper Livermore Hydro | GEN2 | Conventional Hydroelectric | 1.1 | 1.1 | Industrial Non-CHP
55738 | Verso Paper Androscoggin LLC | 50082 | International Paper Livermore Hydro | GEN3 | Conventional Hydroelectric | 1.1 | 1.1 | Industrial Non-CHP
55738 | Verso Paper Androscoggin LLC | 50082 | International Paper Livermore Hydro | GEN4 | Conventional Hydroelectric | 1.2 | 1.2 | Industrial Non-CHP
55738 | Verso Paper Androscoggin LLC | 50082 | International Paper Livermore Hydro | GEN5 | Conventional Hydroelectric | 1.1 | 1.1 | Industrial Non-CHP
55738 | Verso Paper Androscoggin LLC | 50082 | International Paper Livermore Hydro | GEN6 | Conventional Hydroelectric | 0.7 | 0.7 | Industrial Non-CHP
55738 | Verso Paper Androscoggin LLC | 50082 | International Paper Livermore Hydro | GEN7 | Conventional Hydroelectric | 0.9 | 0.9 | Industrial Non-CHP
55738 | Verso Paper Androscoggin LLC | 50082 | International Paper Livermore Hydro | GEN8 | Conventional Hydroelectric | 1 | 1 | Industrial Non-CHP
55738 | Verso Paper Androscoggin LLC | 50082 | International Paper Livermore Hydro | GEN9 | Conventional Hydroelectric | 1 | 1 | Industrial Non-CHP
55738 | Verso Paper Androscoggin LLC | 54085 | Androscoggin Mill | GEN1 | Wood/Wood Waste Biomass | 25 | 25 | Industrial CHP
55738 | Verso Paper Androscoggin LLC | 54085 | Androscoggin Mill | GEN2 | Wood/Wood Waste Biomass | 25 | 25 | Industrial CHP
55738 | Verso Paper Androscoggin LLC | 54085 | Androscoggin Mill | GEN3 | Wood/Wood Waste Biomass | 30 | 30 | Industrial CHP
55738 | Verso Paper Androscoggin LLC | 55031 | Androscoggin Energy Center | CT01 | Natural Gas Fired Combustion Turbine | 54.5 | 47.2 | Industrial CHP
55738 | Verso Paper Androscoggin LLC | 55031 | Androscoggin Energy Center | CT02 | Natural Gas Fired Combustion Turbine | 54.5 | 45.3 | Industrial CHP
55738 | Verso Paper Androscoggin LLC | 55031 | Androscoggin Energy Center | CT03 | Natural Gas Fired Combustion Turbine | 54.5 | 44.1 | Industrial CHP
55739 | Edgecombe Operating Services LLC | 10384 | Edgecombe Genco LLC | GEN1 | Conventional Steam Coal | 57.4 | 57.8 | IPP CHP
55739 | Edgecombe Operating Services LLC | 10384 | Edgecombe Genco LLC | GEN2 | Conventional Steam Coal | 57.4 | 57.8 | IPP CHP
55740 | Spruance Genco LLC | 54081 | Spruance Genco LLC | GEN1 | Conventional Steam Coal | 57.4 | 52.5 | IPP CHP
55740 | Spruance Genco LLC | 54081 | Spruance Genco LLC | GEN2 | Conventional Steam Coal | 57.4 | 52.5 | IPP CHP
55740 | Spruance Genco LLC | 54081 | Spruance Genco LLC | GEN3 | Conventional Steam Coal | 57.4 | 42.5 | IPP CHP
55740 | Spruance Genco LLC | 54081 | Spruance Genco LLC | GEN4 | Conventional Steam Coal | 57.4 | 42.5 | IPP CHP
55744 | Acciona Solar Power | 56405 | Nevada Solar One | ONE | Solar Thermal without Energy Storage | 75.7 | 68.5 | IPP Non-CHP
55749 | Pleasants Energy LLC | 55349 | Pleasants Energy LLC | 1 | Natural Gas Fired Combustion Turbine | 172 | 160.2 | IPP Non-CHP
55749 | Pleasants Energy LLC | 55349 | Pleasants Energy LLC | 2 | Natural Gas Fired Combustion Turbine | 172 | 161.1 | IPP Non-CHP
55753 | Essex Hydro Associates LLC | 10523 | Benton Falls Associates | GEN1 | Conventional Hydroelectric | 3.5 | 3.3 | IPP Non-CHP
55753 | Essex Hydro Associates LLC | 10523 | Benton Falls Associates | GEN2 | Conventional Hydroelectric | 0.7 | 0.7 | IPP Non-CHP
55754 | Boralex Hydro Operations Inc | 10218 | Warrensburg Hydroelectric | HY1 | Conventional Hydroelectric | 2.9 | 2.9 | IPP Non-CHP
55754 | Boralex Hydro Operations Inc | 10219 | Middle Falls Hydro | HY1 | Conventional Hydroelectric | 1.1 | 1.1 | IPP Non-CHP
55754 | Boralex Hydro Operations Inc | 10219 | Middle Falls Hydro | HY2 | Conventional Hydroelectric | 1.1 | 1.1 | IPP Non-CHP
55754 | Boralex Hydro Operations Inc | 10220 | Sissonville Hydro | HY1 | Conventional Hydroelectric | 3 | 3 | IPP Non-CHP
55754 | Boralex Hydro Operations Inc | 10221 | New York State Dam Hydro | GEN1 | Conventional Hydroelectric | 5.7 | 5.7 | IPP Non-CHP
55754 | Boralex Hydro Operations Inc | 10221 | New York State Dam Hydro | GEN2 | Conventional Hydroelectric | 5.7 | 5.7 | IPP Non-CHP
55754 | Boralex Hydro Operations Inc | 10467 | Fourth Branch Hydroelectric Facility | 1 | Conventional Hydroelectric | 3.3 | 3.3 | IPP Non-CHP
55754 | Boralex Hydro Operations Inc | 54772 | South Glens Falls Hydroelectric | GEN1 | Conventional Hydroelectric | 6.9 | 6.9 | IPP Non-CHP
55754 | Boralex Hydro Operations Inc | 54772 | South Glens Falls Hydroelectric | GEN2 | Conventional Hydroelectric | 6.9 | 6.9 | IPP Non-CHP
55754 | Boralex Hydro Operations Inc | 54953 | Hudson Falls Hydroelectric Project | GEN1 | Conventional Hydroelectric | 22 | 22 | IPP Non-CHP
55754 | Boralex Hydro Operations Inc | 54953 | Hudson Falls Hydroelectric Project | GEN2 | Conventional Hydroelectric | 22 | 22 | IPP Non-CHP
55759 | H H Management LLC | 50533 | Painted Hills | WGNS | Onshore Wind Turbine | 19 | 19 | IPP Non-CHP
55768 | RC Cape May Holdings LLC | 2378 | B L England | 2 | Conventional Steam Coal | 163.2 | 155 | IPP Non-CHP
55768 | RC Cape May Holdings LLC | 2378 | B L England | 3 | Petroleum Liquids | 176.4 | 148 | IPP Non-CHP
55768 | RC Cape May Holdings LLC | 2378 | B L England | IC1 | Petroleum Liquids | 2 | 2 | IPP Non-CHP
55768 | RC Cape May Holdings LLC | 2378 | B L England | IC2 | Petroleum Liquids | 2 | 2 | IPP Non-CHP
55768 | RC Cape May Holdings LLC | 2378 | B L England | IC3 | Petroleum Liquids | 2 | 2 | IPP Non-CHP
55768 | RC Cape May Holdings LLC | 2378 | B L England | IC4 | Petroleum Liquids | 2 | 2 | IPP Non-CHP
55771 | KapStone Kraft Paper Corp | 50254 | KapStone Kraft Paper Corp | GEN1 | Wood/Wood Waste Biomass | 28.3 | 30 | Industrial CHP
55772 | Paducah Power System | 56556 | PPS Power Plant No 1 | 1 | Natural Gas Fired Combustion Turbine | 60 | 55 | Electric Utility
55772 | Paducah Power System | 56556 | PPS Power Plant No 1 | 2 | Natural Gas Fired Combustion Turbine | 60 | 55 | Electric Utility
55773 | Dighton Power, LLC | 55026 | Dighton Power Plant | UNT1 | Natural Gas Fired Combined Cycle | 200 | 164.2 | IPP Non-CHP
55784 | California Power Holdings LLC | 56184 | Red Bluff | IC1 | Natural Gas Internal Combustion Engine | 2.9 | 2.8 | IPP Non-CHP
55784 | California Power Holdings LLC | 56184 | Red Bluff | IC10 | Natural Gas Internal Combustion Engine | 2.9 | 2.8 | IPP Non-CHP
55784 | California Power Holdings LLC | 56184 | Red Bluff | IC11 | Natural Gas Internal Combustion Engine | 2.9 | 2.8 | IPP Non-CHP
55784 | California Power Holdings LLC | 56184 | Red Bluff | IC12 | Natural Gas Internal Combustion Engine | 2.9 | 2.8 | IPP Non-CHP
55784 | California Power Holdings LLC | 56184 | Red Bluff | IC13 | Natural Gas Internal Combustion Engine | 2.9 | 2.8 | IPP Non-CHP
55784 | California Power Holdings LLC | 56184 | Red Bluff | IC14 | Natural Gas Internal Combustion Engine | 2.9 | 2.8 | IPP Non-CHP
55784 | California Power Holdings LLC | 56184 | Red Bluff | IC15 | Natural Gas Internal Combustion Engine | 2.9 | 2.8 | IPP Non-CHP
55784 | California Power Holdings LLC | 56184 | Red Bluff | IC16 | Natural Gas Internal Combustion Engine | 2.9 | 2.8 | IPP Non-CHP
55784 | California Power Holdings LLC | 56184 | Red Bluff | IC2 | Natural Gas Internal Combustion Engine | 2.9 | 2.8 | IPP Non-CHP
55784 | California Power Holdings LLC | 56184 | Red Bluff | IC3 | Natural Gas Internal Combustion Engine | 2.9 | 2.8 | IPP Non-CHP
55784 | California Power Holdings LLC | 56184 | Red Bluff | IC4 | Natural Gas Internal Combustion Engine | 2.9 | 2.8 | IPP Non-CHP
55784 | California Power Holdings LLC | 56184 | Red Bluff | IC5 | Natural Gas Internal Combustion Engine | 2.9 | 2.8 | IPP Non-CHP
55784 | California Power Holdings LLC | 56184 | Red Bluff | IC6 | Natural Gas Internal Combustion Engine | 2.9 | 2.8 | IPP Non-CHP
55784 | California Power Holdings LLC | 56184 | Red Bluff | IC7 | Natural Gas Internal Combustion Engine | 2.9 | 2.8 | IPP Non-CHP
55784 | California Power Holdings LLC | 56184 | Red Bluff | IC8 | Natural Gas Internal Combustion Engine | 2.9 | 2.8 | IPP Non-CHP
55784 | California Power Holdings LLC | 56184 | Red Bluff | IC9 | Natural Gas Internal Combustion Engine | 2.9 | 2.8 | IPP Non-CHP
55784 | California Power Holdings LLC | 56185 | Chowchilla II | IC1 | Natural Gas Internal Combustion Engine | 3.1 | 3.1 | IPP Non-CHP
55784 | California Power Holdings LLC | 56185 | Chowchilla II | IC10 | Natural Gas Internal Combustion Engine | 3.1 | 3.1 | IPP Non-CHP
55784 | California Power Holdings LLC | 56185 | Chowchilla II | IC11 | Natural Gas Internal Combustion Engine | 3.1 | 3.1 | IPP Non-CHP
55784 | California Power Holdings LLC | 56185 | Chowchilla II | IC12 | Natural Gas Internal Combustion Engine | 3.1 | 3.1 | IPP Non-CHP
55784 | California Power Holdings LLC | 56185 | Chowchilla II | IC13 | Natural Gas Internal Combustion Engine | 3.1 | 3.1 | IPP Non-CHP
55784 | California Power Holdings LLC | 56185 | Chowchilla II | IC14 | Natural Gas Internal Combustion Engine | 3.1 | 3.1 | IPP Non-CHP
55784 | California Power Holdings LLC | 56185 | Chowchilla II | IC15 | Natural Gas Internal Combustion Engine | 3.1 | 3.1 | IPP Non-CHP
55784 | California Power Holdings LLC | 56185 | Chowchilla II | IC16 | Natural Gas Internal Combustion Engine | 3.1 | 3.1 | IPP Non-CHP
55784 | California Power Holdings LLC | 56185 | Chowchilla II | IC2 | Natural Gas Internal Combustion Engine | 3.1 | 3.1 | IPP Non-CHP
55784 | California Power Holdings LLC | 56185 | Chowchilla II | IC3 | Natural Gas Internal Combustion Engine | 3.1 | 3.1 | IPP Non-CHP
55784 | California Power Holdings LLC | 56185 | Chowchilla II | IC4 | Natural Gas Internal Combustion Engine | 3.1 | 3.1 | IPP Non-CHP
55784 | California Power Holdings LLC | 56185 | Chowchilla II | IC5 | Natural Gas Internal Combustion Engine | 3.1 | 3.1 | IPP Non-CHP
55784 | California Power Holdings LLC | 56185 | Chowchilla II | IC6 | Natural Gas Internal Combustion Engine | 3.1 | 3.1 | IPP Non-CHP
55784 | California Power Holdings LLC | 56185 | Chowchilla II | IC7 | Natural Gas Internal Combustion Engine | 3.1 | 3.1 | IPP Non-CHP
55784 | California Power Holdings LLC | 56185 | Chowchilla II | IC8 | Natural Gas Internal Combustion Engine | 3.1 | 3.1 | IPP Non-CHP
55784 | California Power Holdings LLC | 56185 | Chowchilla II | IC9 | Natural Gas Internal Combustion Engine | 3.1 | 3.1 | IPP Non-CHP
55785 | FPL Peetz Table Wind Energy | 56563 | Peetz Table Wind Energy | GE | Onshore Wind Turbine | 199.5 | 199.5 | IPP Non-CHP
55795 | Bethlehem Renewable Energy LLC | 56572 | Bethlehem Renewable Energy LLC | 1 | Landfill Gas | 5.5 | 4.7 | IPP Non-CHP
55796 | Eastern Landfill Gas LLC | 56571 | Eastern Landfill Gas LLC | 1 | Landfill Gas | 1 | 1 | IPP Non-CHP
55796 | Eastern Landfill Gas LLC | 56571 | Eastern Landfill Gas LLC | 2 | Landfill Gas | 1 | 1 | IPP Non-CHP
55796 | Eastern Landfill Gas LLC | 56571 | Eastern Landfill Gas LLC | 3 | Landfill Gas | 1 | 1 | IPP Non-CHP
55799 | FPL Energy Langdon Wind LLC | 56605 | Langdon Wind LLC | GE15 | Onshore Wind Turbine | 159 | 159 | IPP Non-CHP
55799 | FPL Energy Langdon Wind LLC | 56912 | Langdon Wind II LLC | GE15 | Onshore Wind Turbine | 40.5 | 40.5 | IPP Non-CHP
55807 | Niagara Generation LLC | 50202 | WPS Power Niagara | GEN1 | Wood/Wood Waste Biomass | 56 | 41.1 | IPP Non-CHP
55808 | Westmoreland Partners | 54035 | Roanoke Valley Energy Facililty I | GEN1 | Conventional Steam Coal | 182.3 | 165 | IPP CHP
55808 | Westmoreland Partners | 54755 | Roanoke Valley Energy Facility II | GEN2 | Conventional Steam Coal | 57.8 | 44 | IPP CHP
55810 | Augusta Canal Authority | 54322 | Sibley Mill | 2 | Conventional Hydroelectric | 0.6 | 0.6 | Industrial Non-CHP
55810 | Augusta Canal Authority | 54322 | Sibley Mill | 3 | Conventional Hydroelectric | 0.7 | 0.7 | Industrial Non-CHP
55810 | Augusta Canal Authority | 54322 | Sibley Mill | 4 | Conventional Hydroelectric | 0.8 | 0.8 | Industrial Non-CHP
55810 | Augusta Canal Authority | 54462 | Graniteville Enterprise Division | 1 | Conventional Hydroelectric | 0.6 | 0.5 | Industrial Non-CHP
55810 | Augusta Canal Authority | 54462 | Graniteville Enterprise Division | 2 | Conventional Hydroelectric | 0.6 | 0.5 | Industrial Non-CHP
55832 | Cowell | 56577 | Shane's Wind Machine | 1 | Onshore Wind Turbine | 1.3 | 1.3 | IPP Non-CHP
55833 | EXC Wind 6 | 56562 | EXC Wind 6 LLC | JDW6 | Onshore Wind Turbine | 10 | 10 | IPP Non-CHP
55834 | EXC Wind 5 | 56561 | EXC Wind 5 LLC | JDW5 | Onshore Wind Turbine | 10 | 10 | IPP Non-CHP
55835 | EXC Wind 4 | 56560 | EXC Wind 4 LLC | JDW4 | Onshore Wind Turbine | 79.8 | 79.8 | IPP Non-CHP
55836 | EXC Wind 3 | 56559 | EXC Wind 3 LLC | JDW3 | Onshore Wind Turbine | 10 | 10 | IPP Non-CHP
55837 | EXC Wind 2 | 56558 | EXC Wind 2 LLC | JDW2 | Onshore Wind Turbine | 10 | 10 | IPP Non-CHP
55838 | EXC Wind 1 | 56557 | EXC Wind 1 LLC | 1 | Onshore Wind Turbine | 10 | 10 | IPP Non-CHP
55839 | Domtar Paper Company LLC | 55429 | Kentucky Mills | 01 | Wood/Wood Waste Biomass | 88 | 49 | Industrial CHP
55840 | EWP RENEWABLE CORP. | 10839 | DG Whitefield LLC | GEN1 | Wood/Wood Waste Biomass | 19.9 | 17 | IPP Non-CHP
55846 | Newark Bay Cogeneration Partnership LP | 50385 | Newark Bay Cogeneration Partnership LP | GEN1 | Natural Gas Fired Combined Cycle | 42 | 42 | IPP Non-CHP
55846 | Newark Bay Cogeneration Partnership LP | 50385 | Newark Bay Cogeneration Partnership LP | GEN2 | Natural Gas Fired Combined Cycle | 42 | 42 | IPP Non-CHP
55846 | Newark Bay Cogeneration Partnership LP | 50385 | Newark Bay Cogeneration Partnership LP | GEN3 | Natural Gas Fired Combined Cycle | 55 | 36.2 | IPP Non-CHP
55847 | Snyder Wind Farm LLC | 56602 | Snyder Wind Farm | SNY1 | Onshore Wind Turbine | 63 | 63 | IPP Non-CHP
55849 | Domtar Paper Co LLC Kingsport Mill | 10252 | Domtar Kingsport Mill | NO.1 | Wood/Wood Waste Biomass | 50 | 46.5 | Industrial CHP
55850 | Thermal Energy Development Part LP | 10502 | Thermal Energy Development Part LP | GEN1 | Wood/Wood Waste Biomass | 23 | 18.5 | IPP Non-CHP
55855 | Rough and Ready Lumber Company | 50945 | R & R Lumber | ST1 | Wood/Wood Waste Biomass | 1.5 | 1.4 | Industrial CHP
55858 | Energy Developments Inc | 56113 | Tessman Road | 1 | Landfill Gas | 1.4 | 1.4 | IPP Non-CHP
55858 | Energy Developments Inc | 56113 | Tessman Road | 2 | Landfill Gas | 1.4 | 1.4 | IPP Non-CHP
55858 | Energy Developments Inc | 56113 | Tessman Road | 3 | Landfill Gas | 1.4 | 1.4 | IPP Non-CHP
55858 | Energy Developments Inc | 56113 | Tessman Road | 4 | Landfill Gas | 1.4 | 1.4 | IPP Non-CHP
55858 | Energy Developments Inc | 56113 | Tessman Road | 5 | Landfill Gas | 1.4 | 1.4 | IPP Non-CHP
55858 | Energy Developments Inc | 56113 | Tessman Road | 6 | Landfill Gas | 1.4 | 1.4 | IPP Non-CHP
55858 | Energy Developments Inc | 56863 | Model Gas Power Station | 1 | Landfill Gas | 1.4 | 1.4 | IPP Non-CHP
55858 | Energy Developments Inc | 56863 | Model Gas Power Station | 2 | Landfill Gas | 1.4 | 1.4 | IPP Non-CHP
55858 | Energy Developments Inc | 56864 | Covel Gardens Gas Recovery | 1 | Landfill Gas | 1.6 | 1.6 | IPP Non-CHP
55858 | Energy Developments Inc | 56864 | Covel Gardens Gas Recovery | 2 | Landfill Gas | 1.6 | 1.6 | IPP Non-CHP
55858 | Energy Developments Inc | 56864 | Covel Gardens Gas Recovery | 3 | Landfill Gas | 1.6 | 1.6 | IPP Non-CHP
55858 | Energy Developments Inc | 56864 | Covel Gardens Gas Recovery | 4 | Landfill Gas | 1.6 | 1.6 | IPP Non-CHP
55858 | Energy Developments Inc | 56864 | Covel Gardens Gas Recovery | 5 | Landfill Gas | 1.6 | 1.6 | IPP Non-CHP
55858 | Energy Developments Inc | 56864 | Covel Gardens Gas Recovery | 6 | Landfill Gas | 1.6 | 1.6 | IPP Non-CHP
55858 | Energy Developments Inc | 56865 | Ottawa County Project | 1 | Landfill Gas | 1.4 | 1.4 | IPP Non-CHP
55858 | Energy Developments Inc | 56865 | Ottawa County Project | 2 | Landfill Gas | 1.4 | 1.4 | IPP Non-CHP
55858 | Energy Developments Inc | 56865 | Ottawa County Project | 3 | Landfill Gas | 1.4 | 1.4 | IPP Non-CHP
55858 | Energy Developments Inc | 56868 | Carbon Limestone | 1 | Landfill Gas | 1.4 | 1.4 | IPP Non-CHP
55858 | Energy Developments Inc | 56868 | Carbon Limestone | 10 | Landfill Gas | 1.4 | 1.4 | IPP Non-CHP
55858 | Energy Developments Inc | 56868 | Carbon Limestone | 11 | Landfill Gas | 1.4 | 1.4 | IPP Non-CHP
55858 | Energy Developments Inc | 56868 | Carbon Limestone | 12 | Landfill Gas | 1.4 | 1.4 | IPP Non-CHP
55858 | Energy Developments Inc | 56868 | Carbon Limestone | 13 | Landfill Gas | 1.4 | 1.4 | IPP Non-CHP
55858 | Energy Developments Inc | 56868 | Carbon Limestone | 14 | Landfill Gas | 1.4 | 1.4 | IPP Non-CHP
55858 | Energy Developments Inc | 56868 | Carbon Limestone | 15 | Landfill Gas | 1.4 | 1.4 | IPP Non-CHP
55858 | Energy Developments Inc | 56868 | Carbon Limestone | 16 | Landfill Gas | 1.4 | 1.4 | IPP Non-CHP
55858 | Energy Developments Inc | 56868 | Carbon Limestone | 17 | Landfill Gas | 1.6 | 1.6 | IPP Non-CHP
55858 | Energy Developments Inc | 56868 | Carbon Limestone | 18 | Landfill Gas | 1.6 | 1.6 | IPP Non-CHP
55858 | Energy Developments Inc | 56868 | Carbon Limestone | 2 | Landfill Gas | 1.4 | 1.4 | IPP Non-CHP
55858 | Energy Developments Inc | 56868 | Carbon Limestone | 3 | Landfill Gas | 1.4 | 1.4 | IPP Non-CHP
55858 | Energy Developments Inc | 56868 | Carbon Limestone | 4 | Landfill Gas | 1.4 | 1.4 | IPP Non-CHP
55858 | Energy Developments Inc | 56868 | Carbon Limestone | 5 | Landfill Gas | 1.4 | 1.4 | IPP Non-CHP
55858 | Energy Developments Inc | 56868 | Carbon Limestone | 6 | Landfill Gas | 1.4 | 1.4 | IPP Non-CHP
55858 | Energy Developments Inc | 56868 | Carbon Limestone | 7 | Landfill Gas | 1.4 | 1.4 | IPP Non-CHP
55858 | Energy Developments Inc | 56868 | Carbon Limestone | 8 | Landfill Gas | 1.4 | 1.4 | IPP Non-CHP
55858 | Energy Developments Inc | 56868 | Carbon Limestone | 9 | Landfill Gas | 1.4 | 1.4 | IPP Non-CHP
55858 | Energy Developments Inc | 56869 | Loraine County Project | 1 | Landfill Gas | 1.4 | 1.4 | IPP Non-CHP
55858 | Energy Developments Inc | 56869 | Loraine County Project | 10 | Landfill Gas | 1.6 | 1.6 | IPP Non-CHP
55858 | Energy Developments Inc | 56869 | Loraine County Project | 11 | Landfill Gas | 1.6 | 1.6 | IPP Non-CHP
55858 | Energy Developments Inc | 56869 | Loraine County Project | 12 | Landfill Gas | 1.6 | 1.6 | IPP Non-CHP
55858 | Energy Developments Inc | 56869 | Loraine County Project | 13 | Landfill Gas | 1.6 | 1.6 | IPP Non-CHP
55858 | Energy Developments Inc | 56869 | Loraine County Project | 14 | Landfill Gas | 1.6 | 1.6 | IPP Non-CHP
55858 | Energy Developments Inc | 56869 | Loraine County Project | 15 | Landfill Gas | 1.6 | 1.6 | IPP Non-CHP
55858 | Energy Developments Inc | 56869 | Loraine County Project | 16 | Landfill Gas | 1.6 | 1.6 | IPP Non-CHP
55858 | Energy Developments Inc | 56869 | Loraine County Project | 17 | Landfill Gas | 1.6 | 1.6 | IPP Non-CHP
55858 | Energy Developments Inc | 56869 | Loraine County Project | 18 | Landfill Gas | 1.6 | 1.6 | IPP Non-CHP
55858 | Energy Developments Inc | 56869 | Loraine County Project | 2 | Landfill Gas | 1.4 | 1.4 | IPP Non-CHP
55858 | Energy Developments Inc | 56869 | Loraine County Project | 3 | Landfill Gas | 1.4 | 1.4 | IPP Non-CHP
55858 | Energy Developments Inc | 56869 | Loraine County Project | 4 | Landfill Gas | 1.4 | 1.4 | IPP Non-CHP
55858 | Energy Developments Inc | 56869 | Loraine County Project | 5 | Landfill Gas | 1.4 | 1.4 | IPP Non-CHP
55858 | Energy Developments Inc | 56869 | Loraine County Project | 6 | Landfill Gas | 1.4 | 1.4 | IPP Non-CHP
55858 | Energy Developments Inc | 56869 | Loraine County Project | 7 | Landfill Gas | 1.4 | 1.4 | IPP Non-CHP
55858 | Energy Developments Inc | 56869 | Loraine County Project | 8 | Landfill Gas | 1.4 | 1.4 | IPP Non-CHP
55858 | Energy Developments Inc | 56869 | Loraine County Project | 9 | Landfill Gas | 1.6 | 1.6 | IPP Non-CHP
55858 | Energy Developments Inc | 56870 | Taylor | 1 | Landfill Gas | 1 | 1 | IPP Non-CHP
55858 | Energy Developments Inc | 56870 | Taylor | 2 | Landfill Gas | 1 | 1 | IPP Non-CHP
55858 | Energy Developments Inc | 56870 | Taylor | 3 | Landfill Gas | 1 | 1 | IPP Non-CHP
55858 | Energy Developments Inc | 56870 | Taylor | 4 | Landfill Gas | 1 | 1 | IPP Non-CHP
55858 | Energy Developments Inc | 56870 | Taylor | 5 | Landfill Gas | 1 | 1 | IPP Non-CHP
55858 | Energy Developments Inc | 56870 | Taylor | 6 | Landfill Gas | 1 | 1 | IPP Non-CHP
55858 | Energy Developments Inc | 56870 | Taylor | 7 | Landfill Gas | 1 | 1 | IPP Non-CHP
55858 | Energy Developments Inc | 56870 | Taylor | 8 | Landfill Gas | 1 | 1 | IPP Non-CHP
55858 | Energy Developments Inc | 56871 | Zion Landfill Gas to Energy Facility | 1 | Landfill Gas | 1.4 | 1.4 | IPP Non-CHP
55858 | Energy Developments Inc | 56871 | Zion Landfill Gas to Energy Facility | 2 | Landfill Gas | 1.4 | 1.4 | IPP Non-CHP
55858 | Energy Developments Inc | 56871 | Zion Landfill Gas to Energy Facility | 3 | Landfill Gas | 1.4 | 1.4 | IPP Non-CHP
55858 | Energy Developments Inc | 56871 | Zion Landfill Gas to Energy Facility | 4 | Landfill Gas | 1.4 | 1.4 | IPP Non-CHP
55858 | Energy Developments Inc | 56871 | Zion Landfill Gas to Energy Facility | 5 | Landfill Gas | 1.4 | 1.4 | IPP Non-CHP
55858 | Energy Developments Inc | 59710 | Sand Valley Power Station | GMA | Landfill Gas | 1.6 | 1.6 | IPP Non-CHP
55858 | Energy Developments Inc | 59710 | Sand Valley Power Station | GMB | Landfill Gas | 1.6 | 1.6 | IPP Non-CHP
55858 | Energy Developments Inc | 59710 | Sand Valley Power Station | GMC | Landfill Gas | 1.6 | 1.6 | IPP Non-CHP
55861 | Sandy Creek Energy Associates L P | 56611 | Sandy Creek Energy Station | S01 | Conventional Steam Coal | 1008 | 936.5 | IPP Non-CHP
55862 | Logan Wind Energy LLC | 56613 | Logan Wind Energy | 1 | Onshore Wind Turbine | 201 | 201 | IPP Non-CHP
55863 | Evergreen Packaging Inc | 10627 | Pine Bluff Mill | 1TG1 | Wood/Wood Waste Biomass | 40 | 32 | Industrial CHP
55863 | Evergreen Packaging Inc | 10627 | Pine Bluff Mill | 2TG1 | Wood/Wood Waste Biomass | 20 | 15 | Industrial CHP
55863 | Evergreen Packaging Inc | 10627 | Pine Bluff Mill | 3TG1 | Wood/Wood Waste Biomass | 25 | 13 | Industrial CHP
55866 | Old Trail Wind Farm LLC | 56614 | Old Trail Wind Farm | 2 | Onshore Wind Turbine | 198 | 198 | IPP Non-CHP
55867 | Verso Corporation ? Escanaba Paper Company | 10208 | Escanaba Mill | NO.7 | Natural Gas Steam Turbine | 38.6 | 32 | Industrial CHP
55867 | Verso Corporation ? Escanaba Paper Company | 10208 | Escanaba Mill | NO.8 | Natural Gas Steam Turbine | 29.8 | 23 | Industrial CHP
55867 | Verso Corporation ? Escanaba Paper Company | 10208 | Escanaba Mill | NO9 | Natural Gas Steam Turbine | 54 | 45 | Industrial CHP
55868 | Noble Wind Operations LLC | 56618 | Noble Clinton Windpark LLC | 1 | Onshore Wind Turbine | 100.5 | 100.5 | IPP Non-CHP
55868 | Noble Wind Operations LLC | 56619 | Noble Ellenburg Windpark LLC | 1 | Onshore Wind Turbine | 81 | 81 | IPP Non-CHP
55868 | Noble Wind Operations LLC | 56620 | Noble Bliss Windpark LLC | 1 | Onshore Wind Turbine | 100.5 | 100.5 | IPP Non-CHP
55868 | Noble Wind Operations LLC | 56901 | Noble Altona Windpark LLC | 1 | Onshore Wind Turbine | 97.5 | 97.5 | IPP Non-CHP
55868 | Noble Wind Operations LLC | 56902 | Noble Wethersfield Windpark LLC | 1 | Onshore Wind Turbine | 126 | 126 | IPP Non-CHP
55868 | Noble Wind Operations LLC | 56904 | Noble Chateaugay Windpark LLC | 1 | Onshore Wind Turbine | 106.5 | 106.5 | IPP Non-CHP
55868 | Noble Wind Operations LLC | 56905 | Noble Great Plains Windpark LLC | 1 | Onshore Wind Turbine | 114 | 114 | IPP Non-CHP
55871 | Covanta Projects, LLC | 50884 | Pinellas County Resource Recovery | GEN1 | Municipal Solid Waste | 50.5 | 41.1 | IPP Non-CHP
55871 | Covanta Projects, LLC | 50884 | Pinellas County Resource Recovery | GEN2 | Municipal Solid Waste | 26 | 17 | IPP Non-CHP
55873 | Harvest I | 56635 | Harvest Windfarm LLC | 1 | Onshore Wind Turbine | 52.8 | 52.8 | IPP Non-CHP
55876 | Capitol Broadcasting Company Inc | 50468 | Rocky Mount Mill | 1 | Conventional Hydroelectric | 0.6 | 0.5 | Industrial Non-CHP
55876 | Capitol Broadcasting Company Inc | 50468 | Rocky Mount Mill | 2 | Conventional Hydroelectric | 0.5 | 0.4 | Industrial Non-CHP
55876 | Capitol Broadcasting Company Inc | 50468 | Rocky Mount Mill | 3 | Conventional Hydroelectric | 0.5 | 0.2 | Industrial Non-CHP
55879 | Optim Energy LLC | 50815 | Optim Energy Altura Cogen LLC | GEN1 | Natural Gas Fired Combined Cycle | 84.9 | 66.3 | IPP CHP
55879 | Optim Energy LLC | 50815 | Optim Energy Altura Cogen LLC | GEN2 | Natural Gas Fired Combined Cycle | 84.9 | 70.6 | IPP CHP
55879 | Optim Energy LLC | 50815 | Optim Energy Altura Cogen LLC | GEN3 | Natural Gas Fired Combined Cycle | 84.9 | 69.5 | IPP CHP
55879 | Optim Energy LLC | 50815 | Optim Energy Altura Cogen LLC | GEN4 | Natural Gas Fired Combined Cycle | 84.9 | 71.4 | IPP CHP
55879 | Optim Energy LLC | 50815 | Optim Energy Altura Cogen LLC | GEN5 | Natural Gas Fired Combined Cycle | 84.9 | 68.7 | IPP CHP
55879 | Optim Energy LLC | 50815 | Optim Energy Altura Cogen LLC | GEN6 | Natural Gas Fired Combined Cycle | 129.2 | 122.3 | IPP CHP
55879 | Optim Energy LLC | 50815 | Optim Energy Altura Cogen LLC | GEN7 | Natural Gas Fired Combined Cycle | 89.9 | 69.2 | IPP CHP
55880 | Telocaset Wind Power Partners | 56623 | Elkhorn Valley Wind Farm | EH1 | Onshore Wind Turbine | 100.7 | 100.7 | IPP Non-CHP
55886 | Smoky Hills Wind Farm I LLC | 56488 | Smoky Hills Wind Project Phase I | 1 | Onshore Wind Turbine | 100.8 | 100.8 | IPP Non-CHP
55890 | Bennett Creek Windfarm LLC | 56637 | Bennett Creek Windfarm LLC | 1 | Onshore Wind Turbine | 21 | 21 | IPP Non-CHP
55891 | Hot Springs | 56636 | Hot Springs Windfarm LLC | 1 | Onshore Wind Turbine | 21 | 21 | IPP Non-CHP
55893 | St Paul Cogeneration LLC | 56643 | St Paul Cogeneration | 1 | Wood/Wood Waste Biomass | 37 | 33 | IPP CHP
55899 | Calpine Bosque Energy Center LLC | 55172 | Bosque County Peaking | GT-1 | Natural Gas Fired Combined Cycle | 154 | 154 | IPP Non-CHP
55899 | Calpine Bosque Energy Center LLC | 55172 | Bosque County Peaking | GT-2 | Natural Gas Fired Combined Cycle | 154 | 154 | IPP Non-CHP
55899 | Calpine Bosque Energy Center LLC | 55172 | Bosque County Peaking | GT-3 | Natural Gas Fired Combined Cycle | 154 | 154 | IPP Non-CHP
55899 | Calpine Bosque Energy Center LLC | 55172 | Bosque County Peaking | ST-4 | Natural Gas Fired Combined Cycle | 95 | 86 | IPP Non-CHP
55899 | Calpine Bosque Energy Center LLC | 55172 | Bosque County Peaking | ST-5 | Natural Gas Fired Combined Cycle | 250 | 200 | IPP Non-CHP
55901 | Osceola Windpower LLC | 56645 | Osceola Windpower LLC | CL25 | Onshore Wind Turbine | 100 | 100 | IPP Non-CHP
55903 | Domtar Paper Company LLC | 50189 | Domtar Paper Co LLC Plymouth NC | TG10 | Wood/Wood Waste Biomass | 72 | 74 | Industrial CHP
55903 | Domtar Paper Company LLC | 50189 | Domtar Paper Co LLC Plymouth NC | TG7 | Wood/Wood Waste Biomass | 7.5 | 7.5 | Industrial CHP
55903 | Domtar Paper Company LLC | 50189 | Domtar Paper Co LLC Plymouth NC | TG8 | Wood/Wood Waste Biomass | 25 | 23.8 | Industrial CHP
55903 | Domtar Paper Company LLC | 50189 | Domtar Paper Co LLC Plymouth NC | TG9 | Wood/Wood Waste Biomass | 42 | 40.8 | Industrial CHP
55906 | NextEra Energy Point Beach LLC | 4046 | Point Beach Nuclear Plant | 1 | Nuclear | 643 | 596.4 | IPP Non-CHP
55906 | NextEra Energy Point Beach LLC | 4046 | Point Beach Nuclear Plant | 2 | Nuclear | 643 | 596.8 | IPP Non-CHP
55906 | NextEra Energy Point Beach LLC | 4046 | Point Beach Nuclear Plant | 5 | Petroleum Liquids | 25 | 15 | IPP Non-CHP
55907 | White Creek Wind 1 LLC | 56487 | White Creek Wind Farm | 1 | Onshore Wind Turbine | 204 | 204 | IPP Non-CHP
55910 | Lanai Sustainability Research LLC | 56667 | Lanai Solar-Electric Plant | 0001 | Solar Photovoltaic | 0.1 | 0.1 | IPP Non-CHP
55910 | Lanai Sustainability Research LLC | 56667 | Lanai Solar-Electric Plant | 0002 | Solar Photovoltaic | 0.1 | 0.1 | IPP Non-CHP
55910 | Lanai Sustainability Research LLC | 56667 | Lanai Solar-Electric Plant | 0003 | Solar Photovoltaic | 0.1 | 0.1 | IPP Non-CHP
55910 | Lanai Sustainability Research LLC | 56667 | Lanai Solar-Electric Plant | 0004 | Solar Photovoltaic | 0.1 | 0.1 | IPP Non-CHP
55910 | Lanai Sustainability Research LLC | 56667 | Lanai Solar-Electric Plant | 0005 | Solar Photovoltaic | 0.1 | 0.1 | IPP Non-CHP
55910 | Lanai Sustainability Research LLC | 56667 | Lanai Solar-Electric Plant | 0006 | Solar Photovoltaic | 0.1 | 0.1 | IPP Non-CHP
55910 | Lanai Sustainability Research LLC | 56667 | Lanai Solar-Electric Plant | 0007 | Solar Photovoltaic | 0.1 | 0.1 | IPP Non-CHP
55910 | Lanai Sustainability Research LLC | 56667 | Lanai Solar-Electric Plant | 0008 | Solar Photovoltaic | 0.1 | 0.1 | IPP Non-CHP
55910 | Lanai Sustainability Research LLC | 56667 | Lanai Solar-Electric Plant | 0009 | Solar Photovoltaic | 0.1 | 0.1 | IPP Non-CHP
55910 | Lanai Sustainability Research LLC | 56667 | Lanai Solar-Electric Plant | 0010 | Solar Photovoltaic | 0.1 | 0.1 | IPP Non-CHP
55910 | Lanai Sustainability Research LLC | 56667 | Lanai Solar-Electric Plant | 0011 | Solar Photovoltaic | 0.1 | 0.1 | IPP Non-CHP
55910 | Lanai Sustainability Research LLC | 56667 | Lanai Solar-Electric Plant | 0012 | Solar Photovoltaic | 0.1 | 0.1 | IPP Non-CHP
55911 | Whitewater Operating Services LLC | 55011 | LSP-Whitewater LP | CTG1 | Natural Gas Fired Combined Cycle | 177.3 | 162 | IPP CHP
55911 | Whitewater Operating Services LLC | 55011 | LSP-Whitewater LP | STG1 | Natural Gas Fired Combined Cycle | 106.2 | 99 | IPP CHP
55912 | Cottage Grove Operating Services LLC | 55010 | LSP-Cottage Grove LP | CTG1 | Natural Gas Fired Combined Cycle | 177.3 | 154 | IPP CHP
55912 | Cottage Grove Operating Services LLC | 55010 | LSP-Cottage Grove LP | STG1 | Natural Gas Fired Combined Cycle | 106.2 | 97 | IPP CHP
55914 | GE Energy Financial Services | 50799 | Parlin Power Plant | GEN1 | Natural Gas Fired Combined Cycle | 45.9 | 35.9 | IPP CHP
55914 | GE Energy Financial Services | 50799 | Parlin Power Plant | GEN2 | Natural Gas Fired Combined Cycle | 45.9 | 37.5 | IPP CHP
55914 | GE Energy Financial Services | 50799 | Parlin Power Plant | GEN3 | Natural Gas Fired Combined Cycle | 21.6 | 20.6 | IPP CHP
55914 | GE Energy Financial Services | 50799 | Parlin Power Plant | GEN4 | Natural Gas Fired Combined Cycle | 21.6 | 20.6 | IPP CHP
55918 | Acciona Wind Energy USA LLC | 56665 | Dempsey Ridge Wind Farm | DR | Onshore Wind Turbine | 132 | 132 | IPP Non-CHP
55918 | Acciona Wind Energy USA LLC | 56669 | Tatanka Wind Power LLC | TW1 | Onshore Wind Turbine | 180 | 180 | IPP Non-CHP
55918 | Acciona Wind Energy USA LLC | 56670 | Velva Windfarm LLC | VW1 | Onshore Wind Turbine | 11.9 | 11.9 | IPP Non-CHP
55918 | Acciona Wind Energy USA LLC | 56804 | Red Hills Wind Project LLC | RH | Onshore Wind Turbine | 123 | 123 | IPP Non-CHP
55918 | Acciona Wind Energy USA LLC | 56805 | EcoGrove Wind LLC | 1 | Onshore Wind Turbine | 100.5 | 100.5 | IPP Non-CHP
55919 | Georgia-Pacific Consr Prods LP-Green Bay | 10360 | Green Bay West Mill | GEN6 | Conventional Steam Coal | 18.7 | 18 | Industrial CHP
55919 | Georgia-Pacific Consr Prods LP-Green Bay | 10360 | Green Bay West Mill | GEN7 | Conventional Steam Coal | 28.9 | 23 | Industrial CHP
55919 | Georgia-Pacific Consr Prods LP-Green Bay | 10360 | Green Bay West Mill | GEN9 | Conventional Steam Coal | 43.2 | 38 | Industrial CHP
55920 | Bio-Gas Technologies LTD | 57249 | Renewable Energy Services of Ohio | GEN1 | Landfill Gas | 1.6 | 1.6 | IPP Non-CHP
55920 | Bio-Gas Technologies LTD | 57249 | Renewable Energy Services of Ohio | GEN2 | Landfill Gas | 0.8 | 0.8 | IPP Non-CHP
55922 | Whirlwind Energy LLC | 56673 | Whirlwind Energy Center | WEC | Onshore Wind Turbine | 59.8 | 57 | IPP Non-CHP
55924 | GenPower | 56671 | Longview Power LLC | MKA01 | Conventional Steam Coal | 807.5 | 700 | IPP Non-CHP
55925 | Novo Biopower LLC | 56616 | Novo BioPower Plant | G3 | Wood/Wood Waste Biomass | 27.2 | 22.2 | IPP Non-CHP
55928 | Coram Tehachapi LP | 54750 | Coram Tehachapi | VW1 | Onshore Wind Turbine | 6.9 | 6.9 | IPP Non-CHP
55931 | Orion Energy Group LLC | 56640 | Camp Grove Wind Farm | 1 | Onshore Wind Turbine | 150 | 150 | IPP Non-CHP
55931 | Orion Energy Group LLC | 56679 | Benton County Wind Farm | 1 | Onshore Wind Turbine | 130.5 | 130.5 | IPP Non-CHP
55932 | Georgia-Pacific Brewton LLC | 54789 | Georgia-Pacific Brewton Mill | 1TG | Wood/Wood Waste Biomass | 12.5 | 10.5 | Industrial CHP
55932 | Georgia-Pacific Brewton LLC | 54789 | Georgia-Pacific Brewton Mill | 2TG | Wood/Wood Waste Biomass | 12.5 | 12 | Industrial CHP
55932 | Georgia-Pacific Brewton LLC | 54789 | Georgia-Pacific Brewton Mill | 3TG | Wood/Wood Waste Biomass | 15.9 | 13.9 | Industrial CHP
55934 | City of Stockton MUD | 56134 | Regional Wastewater Control Facility | 0101 | Natural Gas Internal Combustion Engine | 1 | 1 | Commercial CHP
55934 | City of Stockton MUD | 56134 | Regional Wastewater Control Facility | 0301 | Natural Gas Internal Combustion Engine | 1 | 1 | Commercial CHP
55934 | City of Stockton MUD | 56134 | Regional Wastewater Control Facility | 0401 | Natural Gas Internal Combustion Engine | 1 | 1 | Commercial CHP
55934 | City of Stockton MUD | 56134 | Regional Wastewater Control Facility | 0501 | Petroleum Liquids | 1.8 | 1 | Commercial CHP
55936 | Entergy Gulf States - LA LLC | 1391 | Louisiana 1 | 1A | Natural Gas Steam Turbine | 23 | 18 | Industrial CHP
55936 | Entergy Gulf States - LA LLC | 1391 | Louisiana 1 | 2A | Natural Gas Steam Turbine | 62.5 | 55 | Industrial CHP
55936 | Entergy Gulf States - LA LLC | 1391 | Louisiana 1 | 3A | Natural Gas Steam Turbine | 63 | 55 | Industrial CHP
55936 | Entergy Gulf States - LA LLC | 1391 | Louisiana 1 | 4A | Natural Gas Fired Combustion Turbine | 101 | 100 | Industrial CHP
55936 | Entergy Gulf States - LA LLC | 1391 | Louisiana 1 | 5A | Natural Gas Fired Combustion Turbine | 156.8 | 154.4 | Industrial CHP
55936 | Entergy Gulf States - LA LLC | 1392 | Louisiana 2 | 10 | Natural Gas Steam Turbine | 50 | 40 | Electric Utility
55936 | Entergy Gulf States - LA LLC | 1392 | Louisiana 2 | 11 | Natural Gas Steam Turbine | 50 | 40 | Electric Utility
55936 | Entergy Gulf States - LA LLC | 1392 | Louisiana 2 | 12 | Natural Gas Steam Turbine | 75 | 58 | Electric Utility
55936 | Entergy Gulf States - LA LLC | 1393 | R S Nelson | 1 | Petroleum Coke | 113.6 | 103.6 | Electric Utility
55936 | Entergy Gulf States - LA LLC | 1393 | R S Nelson | 2 | Petroleum Coke | 113.6 | 101.6 | Electric Utility
55936 | Entergy Gulf States - LA LLC | 1393 | R S Nelson | 3 | Natural Gas Steam Turbine | 163.2 | 146 | Electric Utility
55936 | Entergy Gulf States - LA LLC | 1393 | R S Nelson | 4 | Natural Gas Steam Turbine | 591.8 | 423.7 | Electric Utility
55936 | Entergy Gulf States - LA LLC | 1393 | R S Nelson | 6 | Conventional Steam Coal | 614.6 | 537.1 | Electric Utility
55936 | Entergy Gulf States - LA LLC | 1394 | Willow Glen | 1 | Natural Gas Steam Turbine | 163.2 | 152 | Electric Utility
55936 | Entergy Gulf States - LA LLC | 1394 | Willow Glen | 2 | Natural Gas Steam Turbine | 239.4 | 179.2 | Electric Utility
55936 | Entergy Gulf States - LA LLC | 1394 | Willow Glen | 3 | Natural Gas Steam Turbine | 591.8 | 450 | Electric Utility
55936 | Entergy Gulf States - LA LLC | 1394 | Willow Glen | 4 | Natural Gas Steam Turbine | 591.8 | 482.7 | Electric Utility
55936 | Entergy Gulf States - LA LLC | 1394 | Willow Glen | 5 | Natural Gas Steam Turbine | 591.8 | 485 | Electric Utility
55936 | Entergy Gulf States - LA LLC | 6462 | River Bend | 1 | Nuclear | 1035.9 | 969 | Electric Utility
55936 | Entergy Gulf States - LA LLC | 55165 | Calcasieu | G101 | Natural Gas Fired Combustion Turbine | 174.3 | 145.3 | Electric Utility
55936 | Entergy Gulf States - LA LLC | 55165 | Calcasieu | G102 | Natural Gas Fired Combustion Turbine | 184.5 | 156.8 | Electric Utility
55937 | Entergy Texas Inc. | 3457 | Lewis Creek | 1 | Natural Gas Steam Turbine | 271.4 | 230.5 | Electric Utility
55937 | Entergy Texas Inc. | 3457 | Lewis Creek | 2 | Natural Gas Steam Turbine | 271.4 | 229.7 | Electric Utility
55937 | Entergy Texas Inc. | 3459 | Sabine | 1 | Natural Gas Steam Turbine | 239.4 | 211.9 | Electric Utility
55937 | Entergy Texas Inc. | 3459 | Sabine | 2 | Natural Gas Steam Turbine | 239.4 | 213.3 | Electric Utility
55937 | Entergy Texas Inc. | 3459 | Sabine | 3 | Natural Gas Steam Turbine | 473.4 | 394.1 | Electric Utility
55937 | Entergy Texas Inc. | 3459 | Sabine | 4 | Natural Gas Steam Turbine | 591.6 | 531.9 | Electric Utility
55937 | Entergy Texas Inc. | 3459 | Sabine | 5 | Natural Gas Steam Turbine | 507.4 | 473.7 | Electric Utility
55937 | Entergy Texas Inc. | 6595 | Toledo Bend | 1 | Conventional Hydroelectric | 40.5 | 40 | Electric Utility
55937 | Entergy Texas Inc. | 6595 | Toledo Bend | 2 | Conventional Hydroelectric | 40.5 | 40 | Electric Utility
55938 | Industrial Power Generating Company LLC | 56680 | Wicomico | 1 | Landfill Gas | 0.3 | 0.3 | IPP Non-CHP
55938 | Industrial Power Generating Company LLC | 56680 | Wicomico | 10 | Landfill Gas | 0.3 | 0.3 | IPP Non-CHP
55938 | Industrial Power Generating Company LLC | 56680 | Wicomico | 11 | Landfill Gas | 0.3 | 0.3 | IPP Non-CHP
55938 | Industrial Power Generating Company LLC | 56680 | Wicomico | 12 | Landfill Gas | 0.3 | 0.3 | IPP Non-CHP
55938 | Industrial Power Generating Company LLC | 56680 | Wicomico | 13 | Landfill Gas | 0.3 | 0.3 | IPP Non-CHP
55938 | Industrial Power Generating Company LLC | 56680 | Wicomico | 14 | Landfill Gas | 0.3 | 0.3 | IPP Non-CHP
55938 | Industrial Power Generating Company LLC | 56680 | Wicomico | 15 | Landfill Gas | 0.3 | 0.3 | IPP Non-CHP
55938 | Industrial Power Generating Company LLC | 56680 | Wicomico | 16 | Landfill Gas | 0.3 | 0.3 | IPP Non-CHP
55938 | Industrial Power Generating Company LLC | 56680 | Wicomico | 17 | Landfill Gas | 0.3 | 0.3 | IPP Non-CHP
55938 | Industrial Power Generating Company LLC | 56680 | Wicomico | 18 | Landfill Gas | 0.3 | 0.3 | IPP Non-CHP
55938 | Industrial Power Generating Company LLC | 56680 | Wicomico | 2 | Landfill Gas | 0.3 | 0.3 | IPP Non-CHP
55938 | Industrial Power Generating Company LLC | 56680 | Wicomico | 3 | Landfill Gas | 0.3 | 0.3 | IPP Non-CHP
55938 | Industrial Power Generating Company LLC | 56680 | Wicomico | 4 | Landfill Gas | 0.3 | 0.3 | IPP Non-CHP
55938 | Industrial Power Generating Company LLC | 56680 | Wicomico | 5 | Landfill Gas | 0.3 | 0.3 | IPP Non-CHP
55938 | Industrial Power Generating Company LLC | 56680 | Wicomico | 6 | Landfill Gas | 0.3 | 0.3 | IPP Non-CHP
55938 | Industrial Power Generating Company LLC | 56680 | Wicomico | 7 | Landfill Gas | 0.3 | 0.3 | IPP Non-CHP
55938 | Industrial Power Generating Company LLC | 56680 | Wicomico | 8 | Landfill Gas | 0.3 | 0.3 | IPP Non-CHP
55938 | Industrial Power Generating Company LLC | 56680 | Wicomico | 9 | Landfill Gas | 0.3 | 0.3 | IPP Non-CHP
55938 | Industrial Power Generating Company LLC | 56681 | Amelia | 1 | Landfill Gas | 0.3 | 0.3 | IPP Non-CHP
55938 | Industrial Power Generating Company LLC | 56681 | Amelia | 10 | Landfill Gas | 0.3 | 0.3 | IPP Non-CHP
55938 | Industrial Power Generating Company LLC | 56681 | Amelia | 11 | Landfill Gas | 0.3 | 0.3 | IPP Non-CHP
55938 | Industrial Power Generating Company LLC | 56681 | Amelia | 12 | Landfill Gas | 0.3 | 0.3 | IPP Non-CHP
55938 | Industrial Power Generating Company LLC | 56681 | Amelia | 13 | Landfill Gas | 0.3 | 0.3 | IPP Non-CHP
55938 | Industrial Power Generating Company LLC | 56681 | Amelia | 14 | Landfill Gas | 0.3 | 0.3 | IPP Non-CHP
55938 | Industrial Power Generating Company LLC | 56681 | Amelia | 15 | Landfill Gas | 0.3 | 0.3 | IPP Non-CHP
55938 | Industrial Power Generating Company LLC | 56681 | Amelia | 16 | Landfill Gas | 0.3 | 0.3 | IPP Non-CHP
55938 | Industrial Power Generating Company LLC | 56681 | Amelia | 17 | Landfill Gas | 0.3 | 0.3 | IPP Non-CHP
55938 | Industrial Power Generating Company LLC | 56681 | Amelia | 18 | Landfill Gas | 0.3 | 0.3 | IPP Non-CHP
55938 | Industrial Power Generating Company LLC | 56681 | Amelia | 19 | Landfill Gas | 0.3 | 0.3 | IPP Non-CHP
55938 | Industrial Power Generating Company LLC | 56681 | Amelia | 2 | Landfill Gas | 0.3 | 0.3 | IPP Non-CHP
55938 | Industrial Power Generating Company LLC | 56681 | Amelia | 20 | Landfill Gas | 0.3 | 0.3 | IPP Non-CHP
55938 | Industrial Power Generating Company LLC | 56681 | Amelia | 21 | Landfill Gas | 0.3 | 0.3 | IPP Non-CHP
55938 | Industrial Power Generating Company LLC | 56681 | Amelia | 22 | Landfill Gas | 0.3 | 0.3 | IPP Non-CHP
55938 | Industrial Power Generating Company LLC | 56681 | Amelia | 23 | Landfill Gas | 0.3 | 0.3 | IPP Non-CHP
55938 | Industrial Power Generating Company LLC | 56681 | Amelia | 24 | Landfill Gas | 0.3 | 0.3 | IPP Non-CHP
55938 | Industrial Power Generating Company LLC | 56681 | Amelia | 25 | Landfill Gas | 0.3 | 0.3 | IPP Non-CHP
55938 | Industrial Power Generating Company LLC | 56681 | Amelia | 26 | Landfill Gas | 0.3 | 0.3 | IPP Non-CHP
55938 | Industrial Power Generating Company LLC | 56681 | Amelia | 27 | Landfill Gas | 0.3 | 0.3 | IPP Non-CHP
55938 | Industrial Power Generating Company LLC | 56681 | Amelia | 28 | Landfill Gas | 0.3 | 0.3 | IPP Non-CHP
55938 | Industrial Power Generating Company LLC | 56681 | Amelia | 29 | Landfill Gas | 0.3 | 0.3 | IPP Non-CHP
55938 | Industrial Power Generating Company LLC | 56681 | Amelia | 3 | Landfill Gas | 0.3 | 0.3 | IPP Non-CHP
55938 | Industrial Power Generating Company LLC | 56681 | Amelia | 30 | Landfill Gas | 0.3 | 0.3 | IPP Non-CHP
55938 | Industrial Power Generating Company LLC | 56681 | Amelia | 31 | Landfill Gas | 0.3 | 0.3 | IPP Non-CHP
55938 | Industrial Power Generating Company LLC | 56681 | Amelia | 32 | Landfill Gas | 0.3 | 0.3 | IPP Non-CHP
55938 | Industrial Power Generating Company LLC | 56681 | Amelia | 33 | Landfill Gas | 0.3 | 0.3 | IPP Non-CHP
55938 | Industrial Power Generating Company LLC | 56681 | Amelia | 34 | Landfill Gas | 0.3 | 0.3 | IPP Non-CHP
55938 | Industrial Power Generating Company LLC | 56681 | Amelia | 35 | Landfill Gas | 0.3 | 0.3 | IPP Non-CHP
55938 | Industrial Power Generating Company LLC | 56681 | Amelia | 36 | Landfill Gas | 0.3 | 0.3 | IPP Non-CHP
55938 | Industrial Power Generating Company LLC | 56681 | Amelia | 37 | Landfill Gas | 0.3 | 0.3 | IPP Non-CHP
55938 | Industrial Power Generating Company LLC | 56681 | Amelia | 38 | Landfill Gas | 0.3 | 0.3 | IPP Non-CHP
55938 | Industrial Power Generating Company LLC | 56681 | Amelia | 39 | Landfill Gas | 0.3 | 0.3 | IPP Non-CHP
55938 | Industrial Power Generating Company LLC | 56681 | Amelia | 4 | Landfill Gas | 0.3 | 0.3 | IPP Non-CHP
55938 | Industrial Power Generating Company LLC | 56681 | Amelia | 40 | Landfill Gas | 0.3 | 0.3 | IPP Non-CHP
55938 | Industrial Power Generating Company LLC | 56681 | Amelia | 41 | Landfill Gas | 0.3 | 0.3 | IPP Non-CHP
55938 | Industrial Power Generating Company LLC | 56681 | Amelia | 42 | Landfill Gas | 0.3 | 0.3 | IPP Non-CHP
55938 | Industrial Power Generating Company LLC | 56681 | Amelia | 43 | Landfill Gas | 0.3 | 0.3 | IPP Non-CHP
55938 | Industrial Power Generating Company LLC | 56681 | Amelia | 44 | Landfill Gas | 0.3 | 0.3 | IPP Non-CHP
55938 | Industrial Power Generating Company LLC | 56681 | Amelia | 45 | Landfill Gas | 0.3 | 0.3 | IPP Non-CHP
55938 | Industrial Power Generating Company LLC | 56681 | Amelia | 46 | Landfill Gas | 0.3 | 0.3 | IPP Non-CHP
55938 | Industrial Power Generating Company LLC | 56681 | Amelia | 47 | Landfill Gas | 0.3 | 0.3 | IPP Non-CHP
55938 | Industrial Power Generating Company LLC | 56681 | Amelia | 48 | Landfill Gas | 0.3 | 0.3 | IPP Non-CHP
55938 | Industrial Power Generating Company LLC | 56681 | Amelia | 5 | Landfill Gas | 0.3 | 0.3 | IPP Non-CHP
55938 | Industrial Power Generating Company LLC | 56681 | Amelia | 6 | Landfill Gas | 0.3 | 0.3 | IPP Non-CHP
55938 | Industrial Power Generating Company LLC | 56681 | Amelia | 7 | Landfill Gas | 0.3 | 0.3 | IPP Non-CHP
55938 | Industrial Power Generating Company LLC | 56681 | Amelia | 8 | Landfill Gas | 0.3 | 0.3 | IPP Non-CHP
55938 | Industrial Power Generating Company LLC | 56681 | Amelia | 9 | Landfill Gas | 0.3 | 0.3 | IPP Non-CHP
55938 | Industrial Power Generating Company LLC | 56682 | Brunswick Landfill Gas | 10 | Landfill Gas | 0.3 | 0.3 | IPP Non-CHP
55938 | Industrial Power Generating Company LLC | 56682 | Brunswick Landfill Gas | 11 | Landfill Gas | 0.3 | 0.3 | IPP Non-CHP
55938 | Industrial Power Generating Company LLC | 56682 | Brunswick Landfill Gas | 12 | Landfill Gas | 0.3 | 0.3 | IPP Non-CHP
55938 | Industrial Power Generating Company LLC | 56682 | Brunswick Landfill Gas | 13 | Landfill Gas | 0.3 | 0.3 | IPP Non-CHP
55938 | Industrial Power Generating Company LLC | 56682 | Brunswick Landfill Gas | 14 | Landfill Gas | 0.3 | 0.3 | IPP Non-CHP
55938 | Industrial Power Generating Company LLC | 56682 | Brunswick Landfill Gas | 15 | Landfill Gas | 0.3 | 0.3 | IPP Non-CHP
55938 | Industrial Power Generating Company LLC | 56682 | Brunswick Landfill Gas | 16 | Landfill Gas | 0.3 | 0.3 | IPP Non-CHP
55938 | Industrial Power Generating Company LLC | 56682 | Brunswick Landfill Gas | 17 | Landfill Gas | 0.3 | 0.3 | IPP Non-CHP
55938 | Industrial Power Generating Company LLC | 56682 | Brunswick Landfill Gas | 18 | Landfill Gas | 0.3 | 0.3 | IPP Non-CHP
55938 | Industrial Power Generating Company LLC | 56682 | Brunswick Landfill Gas | 19 | Landfill Gas | 0.3 | 0.3 | IPP Non-CHP
55938 | Industrial Power Generating Company LLC | 56682 | Brunswick Landfill Gas | 2 | Landfill Gas | 0.3 | 0.3 | IPP Non-CHP
55938 | Industrial Power Generating Company LLC | 56682 | Brunswick Landfill Gas | 20 | Landfill Gas | 0.3 | 0.3 | IPP Non-CHP
55938 | Industrial Power Generating Company LLC | 56682 | Brunswick Landfill Gas | 21 | Landfill Gas | 0.3 | 0.3 | IPP Non-CHP
55938 | Industrial Power Generating Company LLC | 56682 | Brunswick Landfill Gas | 22 | Landfill Gas | 0.3 | 0.3 | IPP Non-CHP
55938 | Industrial Power Generating Company LLC | 56682 | Brunswick Landfill Gas | 23 | Landfill Gas | 0.3 | 0.3 | IPP Non-CHP
55938 | Industrial Power Generating Company LLC | 56682 | Brunswick Landfill Gas | 24 | Landfill Gas | 0.3 | 0.3 | IPP Non-CHP
55938 | Industrial Power Generating Company LLC | 56682 | Brunswick Landfill Gas | 25 | Landfill Gas | 0.3 | 0.3 | IPP Non-CHP
55938 | Industrial Power Generating Company LLC | 56682 | Brunswick Landfill Gas | 26 | Landfill Gas | 0.3 | 0.3 | IPP Non-CHP
55938 | Industrial Power Generating Company LLC | 56682 | Brunswick Landfill Gas | 27 | Landfill Gas | 0.3 | 0.3 | IPP Non-CHP
55938 | Industrial Power Generating Company LLC | 56682 | Brunswick Landfill Gas | 28 | Landfill Gas | 0.3 | 0.3 | IPP Non-CHP
55938 | Industrial Power Generating Company LLC | 56682 | Brunswick Landfill Gas | 29 | Landfill Gas | 0.3 | 0.3 | IPP Non-CHP
55938 | Industrial Power Generating Company LLC | 56682 | Brunswick Landfill Gas | 3 | Landfill Gas | 0.3 | 0.3 | IPP Non-CHP
55938 | Industrial Power Generating Company LLC | 56682 | Brunswick Landfill Gas | 30 | Landfill Gas | 0.3 | 0.3 | IPP Non-CHP
55938 | Industrial Power Generating Company LLC | 56682 | Brunswick Landfill Gas | 31 | Landfill Gas | 0.3 | 0.3 | IPP Non-CHP
55938 | Industrial Power Generating Company LLC | 56682 | Brunswick Landfill Gas | 32 | Landfill Gas | 0.3 | 0.3 | IPP Non-CHP
55938 | Industrial Power Generating Company LLC | 56682 | Brunswick Landfill Gas | 33 | Landfill Gas | 0.3 | 0.3 | IPP Non-CHP
55938 | Industrial Power Generating Company LLC | 56682 | Brunswick Landfill Gas | 34 | Landfill Gas | 0.3 | 0.3 | IPP Non-CHP
55938 | Industrial Power Generating Company LLC | 56682 | Brunswick Landfill Gas | 35 | Landfill Gas | 0.3 | 0.3 | IPP Non-CHP
55938 | Industrial Power Generating Company LLC | 56682 | Brunswick Landfill Gas | 36 | Landfill Gas | 0.3 | 0.3 | IPP Non-CHP
55938 | Industrial Power Generating Company LLC | 56682 | Brunswick Landfill Gas | 4 | Landfill Gas | 0.3 | 0.3 | IPP Non-CHP
55938 | Industrial Power Generating Company LLC | 56682 | Brunswick Landfill Gas | 5 | Landfill Gas | 0.3 | 0.3 | IPP Non-CHP
55938 | Industrial Power Generating Company LLC | 56682 | Brunswick Landfill Gas | 6 | Landfill Gas | 0.3 | 0.3 | IPP Non-CHP
55938 | Industrial Power Generating Company LLC | 56682 | Brunswick Landfill Gas | 7 | Landfill Gas | 0.3 | 0.3 | IPP Non-CHP
55938 | Industrial Power Generating Company LLC | 56682 | Brunswick Landfill Gas | 8 | Landfill Gas | 0.3 | 0.3 | IPP Non-CHP
55938 | Industrial Power Generating Company LLC | 56682 | Brunswick Landfill Gas | 9 | Landfill Gas | 0.3 | 0.3 | IPP Non-CHP
55938 | Industrial Power Generating Company LLC | 56683 | Charles City | 1 | Landfill Gas | 0.3 | 0.3 | IPP Non-CHP
55938 | Industrial Power Generating Company LLC | 56683 | Charles City | 10 | Landfill Gas | 0.3 | 0.3 | IPP Non-CHP
55938 | Industrial Power Generating Company LLC | 56683 | Charles City | 11 | Landfill Gas | 0.3 | 0.3 | IPP Non-CHP
55938 | Industrial Power Generating Company LLC | 56683 | Charles City | 12 | Landfill Gas | 0.3 | 0.3 | IPP Non-CHP
55938 | Industrial Power Generating Company LLC | 56683 | Charles City | 13 | Landfill Gas | 0.3 | 0.3 | IPP Non-CHP
55938 | Industrial Power Generating Company LLC | 56683 | Charles City | 14 | Landfill Gas | 0.3 | 0.3 | IPP Non-CHP
55938 | Industrial Power Generating Company LLC | 56683 | Charles City | 15 | Landfill Gas | 0.3 | 0.3 | IPP Non-CHP
55938 | Industrial Power Generating Company LLC | 56683 | Charles City | 16 | Landfill Gas | 0.3 | 0.3 | IPP Non-CHP
55938 | Industrial Power Generating Company LLC | 56683 | Charles City | 17 | Landfill Gas | 0.3 | 0.3 | IPP Non-CHP
55938 | Industrial Power Generating Company LLC | 56683 | Charles City | 18 | Landfill Gas | 0.3 | 0.3 | IPP Non-CHP
55938 | Industrial Power Generating Company LLC | 56683 | Charles City | 19 | Landfill Gas | 0.3 | 0.3 | IPP Non-CHP
55938 | Industrial Power Generating Company LLC | 56683 | Charles City | 2 | Landfill Gas | 0.3 | 0.3 | IPP Non-CHP
55938 | Industrial Power Generating Company LLC | 56683 | Charles City | 20 | Landfill Gas | 0.3 | 0.3 | IPP Non-CHP
55938 | Industrial Power Generating Company LLC | 56683 | Charles City | 21 | Landfill Gas | 0.3 | 0.3 | IPP Non-CHP
55938 | Industrial Power Generating Company LLC | 56683 | Charles City | 22 | Landfill Gas | 0.3 | 0.3 | IPP Non-CHP
55938 | Industrial Power Generating Company LLC | 56683 | Charles City | 23 | Landfill Gas | 0.3 | 0.3 | IPP Non-CHP
55938 | Industrial Power Generating Company LLC | 56683 | Charles City | 24 | Landfill Gas | 0.3 | 0.3 | IPP Non-CHP
55938 | Industrial Power Generating Company LLC | 56683 | Charles City | 25 | Landfill Gas | 0.3 | 0.3 | IPP Non-CHP
55938 | Industrial Power Generating Company LLC | 56683 | Charles City | 26 | Landfill Gas | 0.3 | 0.3 | IPP Non-CHP
55938 | Industrial Power Generating Company LLC | 56683 | Charles City | 27 | Landfill Gas | 0.3 | 0.3 | IPP Non-CHP
55938 | Industrial Power Generating Company LLC | 56683 | Charles City | 28 | Landfill Gas | 0.3 | 0.3 | IPP Non-CHP
55938 | Industrial Power Generating Company LLC | 56683 | Charles City | 29 | Landfill Gas | 0.3 | 0.3 | IPP Non-CHP
55938 | Industrial Power Generating Company LLC | 56683 | Charles City | 3 | Landfill Gas | 0.3 | 0.3 | IPP Non-CHP
55938 | Industrial Power Generating Company LLC | 56683 | Charles City | 30 | Landfill Gas | 0.3 | 0.3 | IPP Non-CHP
55938 | Industrial Power Generating Company LLC | 56683 | Charles City | 31 | Landfill Gas | 0.3 | 0.3 | IPP Non-CHP
55938 | Industrial Power Generating Company LLC | 56683 | Charles City | 32 | Landfill Gas | 0.3 | 0.3 | IPP Non-CHP
55938 | Industrial Power Generating Company LLC | 56683 | Charles City | 33 | Landfill Gas | 0.3 | 0.3 | IPP Non-CHP
55938 | Industrial Power Generating Company LLC | 56683 | Charles City | 34 | Landfill Gas | 0.3 | 0.3 | IPP Non-CHP
55938 | Industrial Power Generating Company LLC | 56683 | Charles City | 35 | Landfill Gas | 0.3 | 0.3 | IPP Non-CHP
55938 | Industrial Power Generating Company LLC | 56683 | Charles City | 36 | Landfill Gas | 0.3 | 0.3 | IPP Non-CHP
55938 | Industrial Power Generating Company LLC | 56683 | Charles City | 37 | Landfill Gas | 0.3 | 0.3 | IPP Non-CHP
55938 | Industrial Power Generating Company LLC | 56683 | Charles City | 38 | Landfill Gas | 0.3 | 0.3 | IPP Non-CHP
55938 | Industrial Power Generating Company LLC | 56683 | Charles City | 39 | Landfill Gas | 0.3 | 0.3 | IPP Non-CHP
55938 | Industrial Power Generating Company LLC | 56683 | Charles City | 4 | Landfill Gas | 0.3 | 0.3 | IPP Non-CHP
55938 | Industrial Power Generating Company LLC | 56683 | Charles City | 40 | Landfill Gas | 0.3 | 0.3 | IPP Non-CHP
55938 | Industrial Power Generating Company LLC | 56683 | Charles City | 41 | Landfill Gas | 0.3 | 0.3 | IPP Non-CHP
55938 | Industrial Power Generating Company LLC | 56683 | Charles City | 42 | Landfill Gas | 0.3 | 0.3 | IPP Non-CHP
55938 | Industrial Power Generating Company LLC | 56683 | Charles City | 43 | Landfill Gas | 0.3 | 0.3 | IPP Non-CHP
55938 | Industrial Power Generating Company LLC | 56683 | Charles City | 44 | Landfill Gas | 0.3 | 0.3 | IPP Non-CHP
55938 | Industrial Power Generating Company LLC | 56683 | Charles City | 45 | Landfill Gas | 0.3 | 0.3 | IPP Non-CHP
55938 | Industrial Power Generating Company LLC | 56683 | Charles City | 46 | Landfill Gas | 0.3 | 0.3 | IPP Non-CHP
55938 | Industrial Power Generating Company LLC | 56683 | Charles City | 47 | Landfill Gas | 0.3 | 0.3 | IPP Non-CHP
55938 | Industrial Power Generating Company LLC | 56683 | Charles City | 48 | Landfill Gas | 0.3 | 0.3 | IPP Non-CHP
55938 | Industrial Power Generating Company LLC | 56683 | Charles City | 5 | Landfill Gas | 0.3 | 0.3 | IPP Non-CHP
55938 | Industrial Power Generating Company LLC | 56683 | Charles City | 6 | Landfill Gas | 0.3 | 0.3 | IPP Non-CHP
55938 | Industrial Power Generating Company LLC | 56683 | Charles City | 7 | Landfill Gas | 0.3 | 0.3 | IPP Non-CHP
55938 | Industrial Power Generating Company LLC | 56683 | Charles City | 8 | Landfill Gas | 0.3 | 0.3 | IPP Non-CHP
55938 | Industrial Power Generating Company LLC | 56683 | Charles City | 9 | Landfill Gas | 0.3 | 0.3 | IPP Non-CHP
55938 | Industrial Power Generating Company LLC | 56684 | Chesterfield Landfill Gas | 1 | Landfill Gas | 0.3 | 0.3 | IPP Non-CHP
55938 | Industrial Power Generating Company LLC | 56684 | Chesterfield Landfill Gas | 10 | Landfill Gas | 0.3 | 0.3 | IPP Non-CHP
55938 | Industrial Power Generating Company LLC | 56684 | Chesterfield Landfill Gas | 11 | Landfill Gas | 0.3 | 0.3 | IPP Non-CHP
55938 | Industrial Power Generating Company LLC | 56684 | Chesterfield Landfill Gas | 12 | Landfill Gas | 0.3 | 0.3 | IPP Non-CHP
55938 | Industrial Power Generating Company LLC | 56684 | Chesterfield Landfill Gas | 13 | Landfill Gas | 0.3 | 0.3 | IPP Non-CHP
55938 | Industrial Power Generating Company LLC | 56684 | Chesterfield Landfill Gas | 14 | Landfill Gas | 0.3 | 0.3 | IPP Non-CHP
55938 | Industrial Power Generating Company LLC | 56684 | Chesterfield Landfill Gas | 15 | Landfill Gas | 0.3 | 0.3 | IPP Non-CHP
55938 | Industrial Power Generating Company LLC | 56684 | Chesterfield Landfill Gas | 16 | Landfill Gas | 0.3 | 0.3 | IPP Non-CHP
55938 | Industrial Power Generating Company LLC | 56684 | Chesterfield Landfill Gas | 17 | Landfill Gas | 0.3 | 0.3 | IPP Non-CHP
55938 | Industrial Power Generating Company LLC | 56684 | Chesterfield Landfill Gas | 18 | Landfill Gas | 0.3 | 0.3 | IPP Non-CHP
55938 | Industrial Power Generating Company LLC | 56684 | Chesterfield Landfill Gas | 19 | Landfill Gas | 0.3 | 0.3 | IPP Non-CHP
55938 | Industrial Power Generating Company LLC | 56684 | Chesterfield Landfill Gas | 2 | Landfill Gas | 0.3 | 0.3 | IPP Non-CHP
55938 | Industrial Power Generating Company LLC | 56684 | Chesterfield Landfill Gas | 20 | Landfill Gas | 0.3 | 0.3 | IPP Non-CHP
55938 | Industrial Power Generating Company LLC | 56684 | Chesterfield Landfill Gas | 21 | Landfill Gas | 0.3 | 0.3 | IPP Non-CHP
55938 | Industrial Power Generating Company LLC | 56684 | Chesterfield Landfill Gas | 22 | Landfill Gas | 0.3 | 0.3 | IPP Non-CHP
55938 | Industrial Power Generating Company LLC | 56684 | Chesterfield Landfill Gas | 23 | Landfill Gas | 0.3 | 0.3 | IPP Non-CHP
55938 | Industrial Power Generating Company LLC | 56684 | Chesterfield Landfill Gas | 24 | Landfill Gas | 0.3 | 0.3 | IPP Non-CHP
55938 | Industrial Power Generating Company LLC | 56684 | Chesterfield Landfill Gas | 25 | Landfill Gas | 0.3 | 0.3 | IPP Non-CHP
55938 | Industrial Power Generating Company LLC | 56684 | Chesterfield Landfill Gas | 26 | Landfill Gas | 0.3 | 0.3 | IPP Non-CHP
55938 | Industrial Power Generating Company LLC | 56684 | Chesterfield Landfill Gas | 27 | Landfill Gas | 0.3 | 0.3 | IPP Non-CHP
55938 | Industrial Power Generating Company LLC | 56684 | Chesterfield Landfill Gas | 28 | Landfill Gas | 0.3 | 0.3 | IPP Non-CHP
55938 | Industrial Power Generating Company LLC | 56684 | Chesterfield Landfill Gas | 29 | Landfill Gas | 0.3 | 0.3 | IPP Non-CHP
55938 | Industrial Power Generating Company LLC | 56684 | Chesterfield Landfill Gas | 3 | Landfill Gas | 0.3 | 0.3 | IPP Non-CHP
55938 | Industrial Power Generating Company LLC | 56684 | Chesterfield Landfill Gas | 30 | Landfill Gas | 0.3 | 0.3 | IPP Non-CHP
55938 | Industrial Power Generating Company LLC | 56684 | Chesterfield Landfill Gas | 31 | Landfill Gas | 0.3 | 0.3 | IPP Non-CHP
55938 | Industrial Power Generating Company LLC | 56684 | Chesterfield Landfill Gas | 32 | Landfill Gas | 0.3 | 0.3 | IPP Non-CHP
55938 | Industrial Power Generating Company LLC | 56684 | Chesterfield Landfill Gas | 33 | Landfill Gas | 0.3 | 0.3 | IPP Non-CHP
55938 | Industrial Power Generating Company LLC | 56684 | Chesterfield Landfill Gas | 34 | Landfill Gas | 0.3 | 0.3 | IPP Non-CHP
55938 | Industrial Power Generating Company LLC | 56684 | Chesterfield Landfill Gas | 35 | Landfill Gas | 0.3 | 0.3 | IPP Non-CHP
55938 | Industrial Power Generating Company LLC | 56684 | Chesterfield Landfill Gas | 36 | Landfill Gas | 0.3 | 0.3 | IPP Non-CHP
55938 | Industrial Power Generating Company LLC | 56684 | Chesterfield Landfill Gas | 37 | Landfill Gas | 0.3 | 0.3 | IPP Non-CHP
55938 | Industrial Power Generating Company LLC | 56684 | Chesterfield Landfill Gas | 38 | Landfill Gas | 0.3 | 0.3 | IPP Non-CHP
55938 | Industrial Power Generating Company LLC | 56684 | Chesterfield Landfill Gas | 39 | Landfill Gas | 0.3 | 0.3 | IPP Non-CHP
55938 | Industrial Power Generating Company LLC | 56684 | Chesterfield Landfill Gas | 4 | Landfill Gas | 0.3 | 0.3 | IPP Non-CHP
55938 | Industrial Power Generating Company LLC | 56684 | Chesterfield Landfill Gas | 40 | Landfill Gas | 0.3 | 0.3 | IPP Non-CHP
55938 | Industrial Power Generating Company LLC | 56684 | Chesterfield Landfill Gas | 41 | Landfill Gas | 0.3 | 0.3 | IPP Non-CHP
55938 | Industrial Power Generating Company LLC | 56684 | Chesterfield Landfill Gas | 42 | Landfill Gas | 0.3 | 0.3 | IPP Non-CHP
55938 | Industrial Power Generating Company LLC | 56684 | Chesterfield Landfill Gas | 43 | Landfill Gas | 0.3 | 0.3 | IPP Non-CHP
55938 | Industrial Power Generating Company LLC | 56684 | Chesterfield Landfill Gas | 44 | Landfill Gas | 0.3 | 0.3 | IPP Non-CHP
55938 | Industrial Power Generating Company LLC | 56684 | Chesterfield Landfill Gas | 45 | Landfill Gas | 0.3 | 0.3 | IPP Non-CHP
55938 | Industrial Power Generating Company LLC | 56684 | Chesterfield Landfill Gas | 46 | Landfill Gas | 0.3 | 0.3 | IPP Non-CHP
55938 | Industrial Power Generating Company LLC | 56684 | Chesterfield Landfill Gas | 47 | Landfill Gas | 0.3 | 0.3 | IPP Non-CHP
55938 | Industrial Power Generating Company LLC | 56684 | Chesterfield Landfill Gas | 48 | Landfill Gas | 0.3 | 0.3 | IPP Non-CHP
55938 | Industrial Power Generating Company LLC | 56684 | Chesterfield Landfill Gas | 5 | Landfill Gas | 0.3 | 0.3 | IPP Non-CHP
55938 | Industrial Power Generating Company LLC | 56684 | Chesterfield Landfill Gas | 6 | Landfill Gas | 0.3 | 0.3 | IPP Non-CHP
55938 | Industrial Power Generating Company LLC | 56684 | Chesterfield Landfill Gas | 7 | Landfill Gas | 0.3 | 0.3 | IPP Non-CHP
55938 | Industrial Power Generating Company LLC | 56684 | Chesterfield Landfill Gas | 8 | Landfill Gas | 0.3 | 0.3 | IPP Non-CHP
55938 | Industrial Power Generating Company LLC | 56684 | Chesterfield Landfill Gas | 9 | Landfill Gas | 0.3 | 0.3 | IPP Non-CHP
55938 | Industrial Power Generating Company LLC | 56686 | King & Queen | 1 | Landfill Gas | 0.3 | 0.3 | IPP Non-CHP
55938 | Industrial Power Generating Company LLC | 56686 | King & Queen | 10 | Landfill Gas | 0.3 | 0.3 | IPP Non-CHP
55938 | Industrial Power Generating Company LLC | 56686 | King & Queen | 11 | Landfill Gas | 0.3 | 0.3 | IPP Non-CHP
55938 | Industrial Power Generating Company LLC | 56686 | King & Queen | 12 | Landfill Gas | 0.3 | 0.3 | IPP Non-CHP
55938 | Industrial Power Generating Company LLC | 56686 | King & Queen | 13 | Landfill Gas | 0.3 | 0.3 | IPP Non-CHP
55938 | Industrial Power Generating Company LLC | 56686 | King & Queen | 14 | Landfill Gas | 0.3 | 0.3 | IPP Non-CHP
55938 | Industrial Power Generating Company LLC | 56686 | King & Queen | 15 | Landfill Gas | 0.3 | 0.3 | IPP Non-CHP
55938 | Industrial Power Generating Company LLC | 56686 | King & Queen | 16 | Landfill Gas | 0.3 | 0.3 | IPP Non-CHP
55938 | Industrial Power Generating Company LLC | 56686 | King & Queen | 17 | Landfill Gas | 0.3 | 0.3 | IPP Non-CHP
55938 | Industrial Power Generating Company LLC | 56686 | King & Queen | 18 | Landfill Gas | 0.3 | 0.3 | IPP Non-CHP
55938 | Industrial Power Generating Company LLC | 56686 | King & Queen | 19 | Landfill Gas | 0.3 | 0.3 | IPP Non-CHP
55938 | Industrial Power Generating Company LLC | 56686 | King & Queen | 2 | Landfill Gas | 0.3 | 0.3 | IPP Non-CHP
55938 | Industrial Power Generating Company LLC | 56686 | King & Queen | 20 | Landfill Gas | 0.3 | 0.3 | IPP Non-CHP
55938 | Industrial Power Generating Company LLC | 56686 | King & Queen | 21 | Landfill Gas | 0.3 | 0.3 | IPP Non-CHP
55938 | Industrial Power Generating Company LLC | 56686 | King & Queen | 22 | Landfill Gas | 0.3 | 0.3 | IPP Non-CHP
55938 | Industrial Power Generating Company LLC | 56686 | King & Queen | 23 | Landfill Gas | 0.3 | 0.3 | IPP Non-CHP
55938 | Industrial Power Generating Company LLC | 56686 | King & Queen | 24 | Landfill Gas | 0.3 | 0.3 | IPP Non-CHP
55938 | Industrial Power Generating Company LLC | 56686 | King & Queen | 25 | Landfill Gas | 0.3 | 0.3 | IPP Non-CHP
55938 | Industrial Power Generating Company LLC | 56686 | King & Queen | 26 | Landfill Gas | 0.3 | 0.3 | IPP Non-CHP
55938 | Industrial Power Generating Company LLC | 56686 | King & Queen | 27 | Landfill Gas | 0.3 | 0.3 | IPP Non-CHP
55938 | Industrial Power Generating Company LLC | 56686 | King & Queen | 28 | Landfill Gas | 0.3 | 0.3 | IPP Non-CHP
55938 | Industrial Power Generating Company LLC | 56686 | King & Queen | 29 | Landfill Gas | 0.3 | 0.3 | IPP Non-CHP
55938 | Industrial Power Generating Company LLC | 56686 | King & Queen | 3 | Landfill Gas | 0.3 | 0.3 | IPP Non-CHP
55938 | Industrial Power Generating Company LLC | 56686 | King & Queen | 30 | Landfill Gas | 0.3 | 0.3 | IPP Non-CHP
55938 | Industrial Power Generating Company LLC | 56686 | King & Queen | 31 | Landfill Gas | 0.3 | 0.3 | IPP Non-CHP
55938 | Industrial Power Generating Company LLC | 56686 | King & Queen | 32 | Landfill Gas | 0.3 | 0.3 | IPP Non-CHP
55938 | Industrial Power Generating Company LLC | 56686 | King & Queen | 33 | Landfill Gas | 0.3 | 0.3 | IPP Non-CHP
55938 | Industrial Power Generating Company LLC | 56686 | King & Queen | 34 | Landfill Gas | 0.3 | 0.3 | IPP Non-CHP
55938 | Industrial Power Generating Company LLC | 56686 | King & Queen | 35 | Landfill Gas | 0.3 | 0.3 | IPP Non-CHP
55938 | Industrial Power Generating Company LLC | 56686 | King & Queen | 36 | Landfill Gas | 0.3 | 0.3 | IPP Non-CHP
55938 | Industrial Power Generating Company LLC | 56686 | King & Queen | 4 | Landfill Gas | 0.3 | 0.3 | IPP Non-CHP
55938 | Industrial Power Generating Company LLC | 56686 | King & Queen | 5 | Landfill Gas | 0.3 | 0.3 | IPP Non-CHP
55938 | Industrial Power Generating Company LLC | 56686 | King & Queen | 6 | Landfill Gas | 0.3 | 0.3 | IPP Non-CHP
55938 | Industrial Power Generating Company LLC | 56686 | King & Queen | 7 | Landfill Gas | 0.3 | 0.3 | IPP Non-CHP
55938 | Industrial Power Generating Company LLC | 56686 | King & Queen | 8 | Landfill Gas | 0.3 | 0.3 | IPP Non-CHP
55938 | Industrial Power Generating Company LLC | 56686 | King & Queen | 9 | Landfill Gas | 0.3 | 0.3 | IPP Non-CHP
55938 | Industrial Power Generating Company LLC | 56687 | Mountain View | 1 | Landfill Gas | 0.3 | 0.3 | IPP Non-CHP
55938 | Industrial Power Generating Company LLC | 56687 | Mountain View | 10 | Landfill Gas | 0.3 | 0.3 | IPP Non-CHP
55938 | Industrial Power Generating Company LLC | 56687 | Mountain View | 11 | Landfill Gas | 0.3 | 0.3 | IPP Non-CHP
55938 | Industrial Power Generating Company LLC | 56687 | Mountain View | 12 | Landfill Gas | 0.3 | 0.3 | IPP Non-CHP
55938 | Industrial Power Generating Company LLC | 56687 | Mountain View | 13 | Landfill Gas | 0.3 | 0.3 | IPP Non-CHP
55938 | Industrial Power Generating Company LLC | 56687 | Mountain View | 14 | Landfill Gas | 0.3 | 0.3 | IPP Non-CHP
55938 | Industrial Power Generating Company LLC | 56687 | Mountain View | 15 | Landfill Gas | 0.3 | 0.3 | IPP Non-CHP
55938 | Industrial Power Generating Company LLC | 56687 | Mountain View | 16 | Landfill Gas | 0.3 | 0.3 | IPP Non-CHP
55938 | Industrial Power Generating Company LLC | 56687 | Mountain View | 17 | Landfill Gas | 0.3 | 0.3 | IPP Non-CHP
55938 | Industrial Power Generating Company LLC | 56687 | Mountain View | 18 | Landfill Gas | 0.3 | 0.3 | IPP Non-CHP
55938 | Industrial Power Generating Company LLC | 56687 | Mountain View | 19 | Landfill Gas | 0.3 | 0.3 | IPP Non-CHP
55938 | Industrial Power Generating Company LLC | 56687 | Mountain View | 2 | Landfill Gas | 0.3 | 0.3 | IPP Non-CHP
55938 | Industrial Power Generating Company LLC | 56687 | Mountain View | 20 | Landfill Gas | 0.3 | 0.3 | IPP Non-CHP
55938 | Industrial Power Generating Company LLC | 56687 | Mountain View | 21 | Landfill Gas | 0.3 | 0.3 | IPP Non-CHP
55938 | Industrial Power Generating Company LLC | 56687 | Mountain View | 22 | Landfill Gas | 0.3 | 0.3 | IPP Non-CHP
55938 | Industrial Power Generating Company LLC | 56687 | Mountain View | 23 | Landfill Gas | 0.3 | 0.3 | IPP Non-CHP
55938 | Industrial Power Generating Company LLC | 56687 | Mountain View | 24 | Landfill Gas | 0.3 | 0.3 | IPP Non-CHP
55938 | Industrial Power Generating Company LLC | 56687 | Mountain View | 25 | Landfill Gas | 0.3 | 0.3 | IPP Non-CHP
55938 | Industrial Power Generating Company LLC | 56687 | Mountain View | 26 | Landfill Gas | 0.3 | 0.3 | IPP Non-CHP
55938 | Industrial Power Generating Company LLC | 56687 | Mountain View | 27 | Landfill Gas | 0.3 | 0.3 | IPP Non-CHP
55938 | Industrial Power Generating Company LLC | 56687 | Mountain View | 28 | Landfill Gas | 0.3 | 0.3 | IPP Non-CHP
55938 | Industrial Power Generating Company LLC | 56687 | Mountain View | 29 | Landfill Gas | 0.3 | 0.3 | IPP Non-CHP
55938 | Industrial Power Generating Company LLC | 56687 | Mountain View | 3 | Landfill Gas | 0.3 | 0.3 | IPP Non-CHP
55938 | Industrial Power Generating Company LLC | 56687 | Mountain View | 30 | Landfill Gas | 0.3 | 0.3 | IPP Non-CHP
55938 | Industrial Power Generating Company LLC | 56687 | Mountain View | 31 | Landfill Gas | 0.3 | 0.3 | IPP Non-CHP
55938 | Industrial Power Generating Company LLC | 56687 | Mountain View | 32 | Landfill Gas | 0.3 | 0.3 | IPP Non-CHP
55938 | Industrial Power Generating Company LLC | 56687 | Mountain View | 33 | Landfill Gas | 0.3 | 0.3 | IPP Non-CHP
55938 | Industrial Power Generating Company LLC | 56687 | Mountain View | 34 | Landfill Gas | 0.3 | 0.3 | IPP Non-CHP
55938 | Industrial Power Generating Company LLC | 56687 | Mountain View | 35 | Landfill Gas | 0.3 | 0.3 | IPP Non-CHP
55938 | Industrial Power Generating Company LLC | 56687 | Mountain View | 36 | Landfill Gas | 0.3 | 0.3 | IPP Non-CHP
55938 | Industrial Power Generating Company LLC | 56687 | Mountain View | 37 | Landfill Gas | 0.3 | 0.3 | IPP Non-CHP
55938 | Industrial Power Generating Company LLC | 56687 | Mountain View | 38 | Landfill Gas | 0.3 | 0.3 | IPP Non-CHP
55938 | Industrial Power Generating Company LLC | 56687 | Mountain View | 39 | Landfill Gas | 0.3 | 0.3 | IPP Non-CHP
55938 | Industrial Power Generating Company LLC | 56687 | Mountain View | 4 | Landfill Gas | 0.3 | 0.3 | IPP Non-CHP
55938 | Industrial Power Generating Company LLC | 56687 | Mountain View | 40 | Landfill Gas | 0.3 | 0.3 | IPP Non-CHP
55938 | Industrial Power Generating Company LLC | 56687 | Mountain View | 41 | Landfill Gas | 0.3 | 0.3 | IPP Non-CHP
55938 | Industrial Power Generating Company LLC | 56687 | Mountain View | 42 | Landfill Gas | 0.3 | 0.3 | IPP Non-CHP
55938 | Industrial Power Generating Company LLC | 56687 | Mountain View | 43 | Landfill Gas | 0.3 | 0.3 | IPP Non-CHP
55938 | Industrial Power Generating Company LLC | 56687 | Mountain View | 44 | Landfill Gas | 0.3 | 0.3 | IPP Non-CHP
55938 | Industrial Power Generating Company LLC | 56687 | Mountain View | 45 | Landfill Gas | 0.3 | 0.3 | IPP Non-CHP
55938 | Industrial Power Generating Company LLC | 56687 | Mountain View | 46 | Landfill Gas | 0.3 | 0.3 | IPP Non-CHP
55938 | Industrial Power Generating Company LLC | 56687 | Mountain View | 47 | Landfill Gas | 0.3 | 0.3 | IPP Non-CHP
55938 | Industrial Power Generating Company LLC | 56687 | Mountain View | 48 | Landfill Gas | 0.3 | 0.3 | IPP Non-CHP
55938 | Industrial Power Generating Company LLC | 56687 | Mountain View | 5 | Landfill Gas | 0.3 | 0.3 | IPP Non-CHP
55938 | Industrial Power Generating Company LLC | 56687 | Mountain View | 6 | Landfill Gas | 0.3 | 0.3 | IPP Non-CHP
55938 | Industrial Power Generating Company LLC | 56687 | Mountain View | 7 | Landfill Gas | 0.3 | 0.3 | IPP Non-CHP
55938 | Industrial Power Generating Company LLC | 56687 | Mountain View | 8 | Landfill Gas | 0.3 | 0.3 | IPP Non-CHP
55938 | Industrial Power Generating Company LLC | 56687 | Mountain View | 9 | Landfill Gas | 0.3 | 0.3 | IPP Non-CHP
55938 | Industrial Power Generating Company LLC | 56688 | New Bern | 1 | Landfill Gas | 0.3 | 0.3 | IPP Non-CHP
55938 | Industrial Power Generating Company LLC | 56688 | New Bern | 10 | Landfill Gas | 0.3 | 0.3 | IPP Non-CHP
55938 | Industrial Power Generating Company LLC | 56688 | New Bern | 11 | Landfill Gas | 0.3 | 0.3 | IPP Non-CHP
55938 | Industrial Power Generating Company LLC | 56688 | New Bern | 12 | Landfill Gas | 0.3 | 0.3 | IPP Non-CHP
55938 | Industrial Power Generating Company LLC | 56688 | New Bern | 13 | Landfill Gas | 0.3 | 0.3 | IPP Non-CHP
55938 | Industrial Power Generating Company LLC | 56688 | New Bern | 14 | Landfill Gas | 0.3 | 0.3 | IPP Non-CHP
55938 | Industrial Power Generating Company LLC | 56688 | New Bern | 15 | Landfill Gas | 0.3 | 0.3 | IPP Non-CHP
55938 | Industrial Power Generating Company LLC | 56688 | New Bern | 16 | Landfill Gas | 0.3 | 0.3 | IPP Non-CHP
55938 | Industrial Power Generating Company LLC | 56688 | New Bern | 17 | Landfill Gas | 0.3 | 0.3 | IPP Non-CHP
55938 | Industrial Power Generating Company LLC | 56688 | New Bern | 18 | Landfill Gas | 0.3 | 0.3 | IPP Non-CHP
55938 | Industrial Power Generating Company LLC | 56688 | New Bern | 2 | Landfill Gas | 0.3 | 0.3 | IPP Non-CHP
55938 | Industrial Power Generating Company LLC | 56688 | New Bern | 3 | Landfill Gas | 0.3 | 0.3 | IPP Non-CHP
55938 | Industrial Power Generating Company LLC | 56688 | New Bern | 4 | Landfill Gas | 0.3 | 0.3 | IPP Non-CHP
55938 | Industrial Power Generating Company LLC | 56688 | New Bern | 5 | Landfill Gas | 0.3 | 0.3 | IPP Non-CHP
55938 | Industrial Power Generating Company LLC | 56688 | New Bern | 6 | Landfill Gas | 0.3 | 0.3 | IPP Non-CHP
55938 | Industrial Power Generating Company LLC | 56688 | New Bern | 7 | Landfill Gas | 0.3 | 0.3 | IPP Non-CHP
55938 | Industrial Power Generating Company LLC | 56688 | New Bern | 8 | Landfill Gas | 0.3 | 0.3 | IPP Non-CHP
55938 | Industrial Power Generating Company LLC | 56688 | New Bern | 9 | Landfill Gas | 0.3 | 0.3 | IPP Non-CHP
55938 | Industrial Power Generating Company LLC | 56690 | Pine Grove | 1 | Landfill Gas | 0.3 | 0.3 | IPP Non-CHP
55938 | Industrial Power Generating Company LLC | 56690 | Pine Grove | 10 | Landfill Gas | 0.3 | 0.3 | IPP Non-CHP
55938 | Industrial Power Generating Company LLC | 56690 | Pine Grove | 11 | Landfill Gas | 0.3 | 0.3 | IPP Non-CHP
55938 | Industrial Power Generating Company LLC | 56690 | Pine Grove | 12 | Landfill Gas | 0.3 | 0.3 | IPP Non-CHP
55938 | Industrial Power Generating Company LLC | 56690 | Pine Grove | 13 | Landfill Gas | 0.3 | 0.3 | IPP Non-CHP
55938 | Industrial Power Generating Company LLC | 56690 | Pine Grove | 14 | Landfill Gas | 0.3 | 0.3 | IPP Non-CHP
55938 | Industrial Power Generating Company LLC | 56690 | Pine Grove | 15 | Landfill Gas | 0.3 | 0.3 | IPP Non-CHP
55938 | Industrial Power Generating Company LLC | 56690 | Pine Grove | 16 | Landfill Gas | 0.3 | 0.3 | IPP Non-CHP
55938 | Industrial Power Generating Company LLC | 56690 | Pine Grove | 17 | Landfill Gas | 0.3 | 0.3 | IPP Non-CHP
55938 | Industrial Power Generating Company LLC | 56690 | Pine Grove | 18 | Landfill Gas | 0.3 | 0.3 | IPP Non-CHP
55938 | Industrial Power Generating Company LLC | 56690 | Pine Grove | 2 | Landfill Gas | 0.3 | 0.3 | IPP Non-CHP
55938 | Industrial Power Generating Company LLC | 56690 | Pine Grove | 3 | Landfill Gas | 0.3 | 0.3 | IPP Non-CHP
55938 | Industrial Power Generating Company LLC | 56690 | Pine Grove | 4 | Landfill Gas | 0.3 | 0.3 | IPP Non-CHP
55938 | Industrial Power Generating Company LLC | 56690 | Pine Grove | 5 | Landfill Gas | 0.3 | 0.3 | IPP Non-CHP
55938 | Industrial Power Generating Company LLC | 56690 | Pine Grove | 6 | Landfill Gas | 0.3 | 0.3 | IPP Non-CHP
55938 | Industrial Power Generating Company LLC | 56690 | Pine Grove | 7 | Landfill Gas | 0.3 | 0.3 | IPP Non-CHP
55938 | Industrial Power Generating Company LLC | 56690 | Pine Grove | 8 | Landfill Gas | 0.3 | 0.3 | IPP Non-CHP
55938 | Industrial Power Generating Company LLC | 56690 | Pine Grove | 9 | Landfill Gas | 0.3 | 0.3 | IPP Non-CHP
55938 | Industrial Power Generating Company LLC | 56692 | Rockville 1 & 2 | 1A | Petroleum Liquids | 0.3 | 0.3 | IPP Non-CHP
55938 | Industrial Power Generating Company LLC | 56692 | Rockville 1 & 2 | 1B | Petroleum Liquids | 0.3 | 0.3 | IPP Non-CHP
55938 | Industrial Power Generating Company LLC | 56692 | Rockville 1 & 2 | 1C | Petroleum Liquids | 0.3 | 0.3 | IPP Non-CHP
55938 | Industrial Power Generating Company LLC | 56692 | Rockville 1 & 2 | 1D | Petroleum Liquids | 0.3 | 0.3 | IPP Non-CHP
55938 | Industrial Power Generating Company LLC | 56692 | Rockville 1 & 2 | 1E | Petroleum Liquids | 0.3 | 0.3 | IPP Non-CHP
55938 | Industrial Power Generating Company LLC | 56692 | Rockville 1 & 2 | 1F | Petroleum Liquids | 0.3 | 0.3 | IPP Non-CHP
55938 | Industrial Power Generating Company LLC | 56692 | Rockville 1 & 2 | 1G | Petroleum Liquids | 0.3 | 0.3 | IPP Non-CHP
55938 | Industrial Power Generating Company LLC | 56692 | Rockville 1 & 2 | 1H | Petroleum Liquids | 0.3 | 0.3 | IPP Non-CHP
55938 | Industrial Power Generating Company LLC | 56692 | Rockville 1 & 2 | 1I | Petroleum Liquids | 0.3 | 0.3 | IPP Non-CHP
55938 | Industrial Power Generating Company LLC | 56692 | Rockville 1 & 2 | 1J | Petroleum Liquids | 0.3 | 0.3 | IPP Non-CHP
55938 | Industrial Power Generating Company LLC | 56692 | Rockville 1 & 2 | 1K | Petroleum Liquids | 0.3 | 0.3 | IPP Non-CHP
55938 | Industrial Power Generating Company LLC | 56692 | Rockville 1 & 2 | 1L | Petroleum Liquids | 0.3 | 0.3 | IPP Non-CHP
55938 | Industrial Power Generating Company LLC | 56692 | Rockville 1 & 2 | 1M | Petroleum Liquids | 0.3 | 0.3 | IPP Non-CHP
55938 | Industrial Power Generating Company LLC | 56692 | Rockville 1 & 2 | 1N | Petroleum Liquids | 0.3 | 0.3 | IPP Non-CHP
55938 | Industrial Power Generating Company LLC | 56692 | Rockville 1 & 2 | 1O | Petroleum Liquids | 0.3 | 0.3 | IPP Non-CHP
55938 | Industrial Power Generating Company LLC | 56692 | Rockville 1 & 2 | 2A | Petroleum Liquids | 0.3 | 0.3 | IPP Non-CHP
55938 | Industrial Power Generating Company LLC | 56692 | Rockville 1 & 2 | 2B | Petroleum Liquids | 0.3 | 0.3 | IPP Non-CHP
55938 | Industrial Power Generating Company LLC | 56692 | Rockville 1 & 2 | 2C | Petroleum Liquids | 0.3 | 0.3 | IPP Non-CHP
55938 | Industrial Power Generating Company LLC | 56692 | Rockville 1 & 2 | 2D | Petroleum Liquids | 0.3 | 0.3 | IPP Non-CHP
55938 | Industrial Power Generating Company LLC | 56692 | Rockville 1 & 2 | 2E | Petroleum Liquids | 0.3 | 0.3 | IPP Non-CHP
55938 | Industrial Power Generating Company LLC | 56692 | Rockville 1 & 2 | 2F | Petroleum Liquids | 0.3 | 0.3 | IPP Non-CHP
55938 | Industrial Power Generating Company LLC | 56692 | Rockville 1 & 2 | 2G | Petroleum Liquids | 0.3 | 0.3 | IPP Non-CHP
55938 | Industrial Power Generating Company LLC | 56692 | Rockville 1 & 2 | 2H | Petroleum Liquids | 0.3 | 0.3 | IPP Non-CHP
55938 | Industrial Power Generating Company LLC | 56692 | Rockville 1 & 2 | 2I | Petroleum Liquids | 0.3 | 0.3 | IPP Non-CHP
55938 | Industrial Power Generating Company LLC | 56692 | Rockville 1 & 2 | 2J | Petroleum Liquids | 0.3 | 0.3 | IPP Non-CHP
55938 | Industrial Power Generating Company LLC | 56692 | Rockville 1 & 2 | 2K | Petroleum Liquids | 0.3 | 0.3 | IPP Non-CHP
55938 | Industrial Power Generating Company LLC | 56692 | Rockville 1 & 2 | 2L | Petroleum Liquids | 0.3 | 0.3 | IPP Non-CHP
55938 | Industrial Power Generating Company LLC | 56692 | Rockville 1 & 2 | 2M | Petroleum Liquids | 0.3 | 0.3 | IPP Non-CHP
55938 | Industrial Power Generating Company LLC | 56692 | Rockville 1 & 2 | 2N | Petroleum Liquids | 0.3 | 0.3 | IPP Non-CHP
55938 | Industrial Power Generating Company LLC | 56692 | Rockville 1 & 2 | 2O | Petroleum Liquids | 0.3 | 0.3 | IPP Non-CHP
55938 | Industrial Power Generating Company LLC | 56692 | Rockville 1 & 2 | 2P | Petroleum Liquids | 0.3 | 0.3 | IPP Non-CHP
55938 | Industrial Power Generating Company LLC | 56692 | Rockville 1 & 2 | 2Q | Petroleum Liquids | 0.3 | 0.3 | IPP Non-CHP
55938 | Industrial Power Generating Company LLC | 56692 | Rockville 1 & 2 | 2R | Petroleum Liquids | 0.3 | 0.3 | IPP Non-CHP
55938 | Industrial Power Generating Company LLC | 56692 | Rockville 1 & 2 | 2S | Petroleum Liquids | 0.3 | 0.3 | IPP Non-CHP
55938 | Industrial Power Generating Company LLC | 56692 | Rockville 1 & 2 | 2T | Petroleum Liquids | 0.3 | 0.3 | IPP Non-CHP
55938 | Industrial Power Generating Company LLC | 56692 | Rockville 1 & 2 | 2U | Petroleum Liquids | 0.3 | 0.3 | IPP Non-CHP
55938 | Industrial Power Generating Company LLC | 56693 | Virginia Beach | 1 | Landfill Gas | 0.3 | 0.3 | IPP Non-CHP
55938 | Industrial Power Generating Company LLC | 56693 | Virginia Beach | 10 | Landfill Gas | 0.3 | 0.3 | IPP Non-CHP
55938 | Industrial Power Generating Company LLC | 56693 | Virginia Beach | 11 | Landfill Gas | 0.3 | 0.3 | IPP Non-CHP
55938 | Industrial Power Generating Company LLC | 56693 | Virginia Beach | 12 | Landfill Gas | 0.3 | 0.3 | IPP Non-CHP
55938 | Industrial Power Generating Company LLC | 56693 | Virginia Beach | 13 | Landfill Gas | 0.3 | 0.3 | IPP Non-CHP
55938 | Industrial Power Generating Company LLC | 56693 | Virginia Beach | 14 | Landfill Gas | 0.3 | 0.3 | IPP Non-CHP
55938 | Industrial Power Generating Company LLC | 56693 | Virginia Beach | 15 | Landfill Gas | 0.3 | 0.3 | IPP Non-CHP
55938 | Industrial Power Generating Company LLC | 56693 | Virginia Beach | 16 | Landfill Gas | 0.3 | 0.3 | IPP Non-CHP
55938 | Industrial Power Generating Company LLC | 56693 | Virginia Beach | 17 | Landfill Gas | 0.3 | 0.3 | IPP Non-CHP
55938 | Industrial Power Generating Company LLC | 56693 | Virginia Beach | 18 | Landfill Gas | 0.3 | 0.3 | IPP Non-CHP
55938 | Industrial Power Generating Company LLC | 56693 | Virginia Beach | 19 | Landfill Gas | 0.3 | 0.3 | IPP Non-CHP
55938 | Industrial Power Generating Company LLC | 56693 | Virginia Beach | 2 | Landfill Gas | 0.3 | 0.3 | IPP Non-CHP
55938 | Industrial Power Generating Company LLC | 56693 | Virginia Beach | 20 | Landfill Gas | 0.3 | 0.3 | IPP Non-CHP
55938 | Industrial Power Generating Company LLC | 56693 | Virginia Beach | 21 | Landfill Gas | 0.3 | 0.3 | IPP Non-CHP
55938 | Industrial Power Generating Company LLC | 56693 | Virginia Beach | 22 | Landfill Gas | 0.3 | 0.3 | IPP Non-CHP
55938 | Industrial Power Generating Company LLC | 56693 | Virginia Beach | 23 | Landfill Gas | 0.3 | 0.3 | IPP Non-CHP
55938 | Industrial Power Generating Company LLC | 56693 | Virginia Beach | 24 | Landfill Gas | 0.3 | 0.3 | IPP Non-CHP
55938 | Industrial Power Generating Company LLC | 56693 | Virginia Beach | 25 | Landfill Gas | 0.3 | 0.3 | IPP Non-CHP
55938 | Industrial Power Generating Company LLC | 56693 | Virginia Beach | 26 | Landfill Gas | 0.3 | 0.3 | IPP Non-CHP
55938 | Industrial Power Generating Company LLC | 56693 | Virginia Beach | 27 | Landfill Gas | 0.3 | 0.3 | IPP Non-CHP
55938 | Industrial Power Generating Company LLC | 56693 | Virginia Beach | 28 | Landfill Gas | 0.3 | 0.3 | IPP Non-CHP
55938 | Industrial Power Generating Company LLC | 56693 | Virginia Beach | 29 | Landfill Gas | 0.3 | 0.3 | IPP Non-CHP
55938 | Industrial Power Generating Company LLC | 56693 | Virginia Beach | 3 | Landfill Gas | 0.3 | 0.3 | IPP Non-CHP
55938 | Industrial Power Generating Company LLC | 56693 | Virginia Beach | 30 | Landfill Gas | 0.3 | 0.3 | IPP Non-CHP
55938 | Industrial Power Generating Company LLC | 56693 | Virginia Beach | 31 | Landfill Gas | 0.3 | 0.3 | IPP Non-CHP
55938 | Industrial Power Generating Company LLC | 56693 | Virginia Beach | 32 | Landfill Gas | 0.3 | 0.3 | IPP Non-CHP
55938 | Industrial Power Generating Company LLC | 56693 | Virginia Beach | 33 | Landfill Gas | 0.3 | 0.3 | IPP Non-CHP
55938 | Industrial Power Generating Company LLC | 56693 | Virginia Beach | 34 | Landfill Gas | 0.3 | 0.3 | IPP Non-CHP
55938 | Industrial Power Generating Company LLC | 56693 | Virginia Beach | 35 | Landfill Gas | 0.3 | 0.3 | IPP Non-CHP
55938 | Industrial Power Generating Company LLC | 56693 | Virginia Beach | 36 | Landfill Gas | 0.3 | 0.3 | IPP Non-CHP
55938 | Industrial Power Generating Company LLC | 56693 | Virginia Beach | 4 | Landfill Gas | 0.3 | 0.3 | IPP Non-CHP
55938 | Industrial Power Generating Company LLC | 56693 | Virginia Beach | 5 | Landfill Gas | 0.3 | 0.3 | IPP Non-CHP
55938 | Industrial Power Generating Company LLC | 56693 | Virginia Beach | 6 | Landfill Gas | 0.3 | 0.3 | IPP Non-CHP
55938 | Industrial Power Generating Company LLC | 56693 | Virginia Beach | 7 | Landfill Gas | 0.3 | 0.3 | IPP Non-CHP
55938 | Industrial Power Generating Company LLC | 56693 | Virginia Beach | 8 | Landfill Gas | 0.3 | 0.3 | IPP Non-CHP
55938 | Industrial Power Generating Company LLC | 56693 | Virginia Beach | 9 | Landfill Gas | 0.3 | 0.3 | IPP Non-CHP
55938 | Industrial Power Generating Company LLC | 57298 | Cedar Hills | 1 | Landfill Gas | 0.3 | 0.3 | IPP Non-CHP
55938 | Industrial Power Generating Company LLC | 57298 | Cedar Hills | 10 | Landfill Gas | 0.3 | 0.3 | IPP Non-CHP
55938 | Industrial Power Generating Company LLC | 57298 | Cedar Hills | 11 | Landfill Gas | 0.3 | 0.3 | IPP Non-CHP
55938 | Industrial Power Generating Company LLC | 57298 | Cedar Hills | 12 | Landfill Gas | 0.3 | 0.3 | IPP Non-CHP
55938 | Industrial Power Generating Company LLC | 57298 | Cedar Hills | 13 | Landfill Gas | 0.3 | 0.3 | IPP Non-CHP
55938 | Industrial Power Generating Company LLC | 57298 | Cedar Hills | 14 | Landfill Gas | 0.3 | 0.3 | IPP Non-CHP
55938 | Industrial Power Generating Company LLC | 57298 | Cedar Hills | 15 | Landfill Gas | 0.3 | 0.3 | IPP Non-CHP
55938 | Industrial Power Generating Company LLC | 57298 | Cedar Hills | 16 | Landfill Gas | 0.3 | 0.3 | IPP Non-CHP
55938 | Industrial Power Generating Company LLC | 57298 | Cedar Hills | 17 | Landfill Gas | 0.3 | 0.3 | IPP Non-CHP
55938 | Industrial Power Generating Company LLC | 57298 | Cedar Hills | 18 | Landfill Gas | 0.3 | 0.3 | IPP Non-CHP
55938 | Industrial Power Generating Company LLC | 57298 | Cedar Hills | 2 | Landfill Gas | 0.3 | 0.3 | IPP Non-CHP
55938 | Industrial Power Generating Company LLC | 57298 | Cedar Hills | 3 | Landfill Gas | 0.3 | 0.3 | IPP Non-CHP
55938 | Industrial Power Generating Company LLC | 57298 | Cedar Hills | 4 | Landfill Gas | 0.3 | 0.3 | IPP Non-CHP
55938 | Industrial Power Generating Company LLC | 57298 | Cedar Hills | 5 | Landfill Gas | 0.3 | 0.3 | IPP Non-CHP
55938 | Industrial Power Generating Company LLC | 57298 | Cedar Hills | 6 | Landfill Gas | 0.3 | 0.3 | IPP Non-CHP
55938 | Industrial Power Generating Company LLC | 57298 | Cedar Hills | 7 | Landfill Gas | 0.3 | 0.3 | IPP Non-CHP
55938 | Industrial Power Generating Company LLC | 57298 | Cedar Hills | 8 | Landfill Gas | 0.3 | 0.3 | IPP Non-CHP
55938 | Industrial Power Generating Company LLC | 57298 | Cedar Hills | 9 | Landfill Gas | 0.3 | 0.3 | IPP Non-CHP
55938 | Industrial Power Generating Company LLC | 57356 | Henrico | 1 | Landfill Gas | 0.3 | 0.3 | IPP Non-CHP
55938 | Industrial Power Generating Company LLC | 57356 | Henrico | 10 | Landfill Gas | 0.3 | 0.3 | IPP Non-CHP
55938 | Industrial Power Generating Company LLC | 57356 | Henrico | 11 | Landfill Gas | 0.3 | 0.3 | IPP Non-CHP
55938 | Industrial Power Generating Company LLC | 57356 | Henrico | 12 | Landfill Gas | 0.3 | 0.3 | IPP Non-CHP
55938 | Industrial Power Generating Company LLC | 57356 | Henrico | 2 | Landfill Gas | 0.3 | 0.3 | IPP Non-CHP
55938 | Industrial Power Generating Company LLC | 57356 | Henrico | 3 | Landfill Gas | 0.3 | 0.3 | IPP Non-CHP
55938 | Industrial Power Generating Company LLC | 57356 | Henrico | 4 | Landfill Gas | 0.3 | 0.3 | IPP Non-CHP
55938 | Industrial Power Generating Company LLC | 57356 | Henrico | 5 | Landfill Gas | 0.3 | 0.3 | IPP Non-CHP
55938 | Industrial Power Generating Company LLC | 57356 | Henrico | 6 | Landfill Gas | 0.3 | 0.3 | IPP Non-CHP
55938 | Industrial Power Generating Company LLC | 57356 | Henrico | 7 | Landfill Gas | 0.3 | 0.3 | IPP Non-CHP
55938 | Industrial Power Generating Company LLC | 57356 | Henrico | 8 | Landfill Gas | 0.3 | 0.3 | IPP Non-CHP
55938 | Industrial Power Generating Company LLC | 57356 | Henrico | 9 | Landfill Gas | 0.3 | 0.3 | IPP Non-CHP
55939 | Grand Coulee Project Hydroelectric Auth | 56694 | Russell D Smith | 1 | Conventional Hydroelectric | 6.1 | 6.1 | Electric Utility
55939 | Grand Coulee Project Hydroelectric Auth | 56695 | Summer Falls Power Plant | 1 | Conventional Hydroelectric | 46 | 46 | Electric Utility
55939 | Grand Coulee Project Hydroelectric Auth | 56695 | Summer Falls Power Plant | 2 | Conventional Hydroelectric | 46 | 46 | Electric Utility
55939 | Grand Coulee Project Hydroelectric Auth | 56696 | Eltopia Branch Canal 4.6 | 1 | Conventional Hydroelectric | 2.2 | 2.2 | Electric Utility
55939 | Grand Coulee Project Hydroelectric Auth | 56697 | Potholes East Canal 66.0 | 1 | Conventional Hydroelectric | 2.3 | 2.3 | Electric Utility
55939 | Grand Coulee Project Hydroelectric Auth | 56698 | Main Canal Headworks | 1 | Conventional Hydroelectric | 26.8 | 26.8 | Electric Utility
55941 | Northbrook Lyons Falls LLC | 56703 | Lyons Falls Hydroelectric | 1 | Conventional Hydroelectric | 1 | 1 | IPP Non-CHP
55941 | Northbrook Lyons Falls LLC | 56703 | Lyons Falls Hydroelectric | 6 | Conventional Hydroelectric | 1.2 | 1.2 | IPP Non-CHP
55941 | Northbrook Lyons Falls LLC | 56703 | Lyons Falls Hydroelectric | 7 | Conventional Hydroelectric | 1.2 | 1.2 | IPP Non-CHP
55941 | Northbrook Lyons Falls LLC | 56703 | Lyons Falls Hydroelectric | 8 | Conventional Hydroelectric | 1.2 | 1.2 | IPP Non-CHP
55941 | Northbrook Lyons Falls LLC | 56703 | Lyons Falls Hydroelectric | 9 | Conventional Hydroelectric | 0.9 | 0.9 | IPP Non-CHP
55941 | Northbrook Lyons Falls LLC | 56704 | Gouldtown | 3 | Conventional Hydroelectric | 2 | 2 | IPP Non-CHP
55941 | Northbrook Lyons Falls LLC | 56705 | Kosterville | 4 | Conventional Hydroelectric | 0.5 | 0.5 | IPP Non-CHP
55941 | Northbrook Lyons Falls LLC | 56705 | Kosterville | 5 | Conventional Hydroelectric | 0.5 | 0.5 | IPP Non-CHP
55951 | Exelon Nuclear | 204 | Clinton Power Station | 1 | Nuclear | 1138.3 | 1065 | IPP Non-CHP
55951 | Exelon Nuclear | 869 | Dresden Generating Station | 2 | Nuclear | 1009.3 | 883.5 | IPP Non-CHP
55951 | Exelon Nuclear | 869 | Dresden Generating Station | 3 | Nuclear | 1009.3 | 895 | IPP Non-CHP
55951 | Exelon Nuclear | 880 | Quad Cities Generating Station | 1 | Nuclear | 1009.3 | 908 | IPP Non-CHP
55951 | Exelon Nuclear | 880 | Quad Cities Generating Station | 2 | Nuclear | 1009.3 | 911 | IPP Non-CHP
55951 | Exelon Nuclear | 2388 | Oyster Creek | 1 | Nuclear | 550 | 609.9 | IPP Non-CHP
55951 | Exelon Nuclear | 3166 | Peach Bottom | 2 | Nuclear | 1244.8 | 1119.7 | IPP Non-CHP
55951 | Exelon Nuclear | 3166 | Peach Bottom | 3 | Nuclear | 1377 | 1122.7 | IPP Non-CHP
55951 | Exelon Nuclear | 6022 | Braidwood Generation Station | 1 | Nuclear | 1224.9 | 1178 | IPP Non-CHP
55951 | Exelon Nuclear | 6022 | Braidwood Generation Station | 2 | Nuclear | 1224.9 | 1152 | IPP Non-CHP
55951 | Exelon Nuclear | 6023 | Byron Generating Station | 1 | Nuclear | 1224.9 | 1164 | IPP Non-CHP
55951 | Exelon Nuclear | 6023 | Byron Generating Station | 2 | Nuclear | 1224.9 | 1136 | IPP Non-CHP
55951 | Exelon Nuclear | 6026 | LaSalle Generating Station | 1 | Nuclear | 1170 | 1135.4 | IPP Non-CHP
55951 | Exelon Nuclear | 6026 | LaSalle Generating Station | 2 | Nuclear | 1170 | 1136.2 | IPP Non-CHP
55951 | Exelon Nuclear | 6105 | Limerick | 1 | Nuclear | 1138.5 | 1119.7 | IPP Non-CHP
55951 | Exelon Nuclear | 6105 | Limerick | 2 | Nuclear | 1138.5 | 1122.1 | IPP Non-CHP
55951 | Exelon Nuclear | 8011 | Three Mile Island | 1 | Nuclear | 980.8 | 802.8 | IPP Non-CHP
55952 | Merced Power LLC | 56707 | El Nido Facility | AMPC | Wood/Wood Waste Biomass | 12.5 | 10.5 | IPP Non-CHP
55953 | Ampersand Chowchilla Biomass LLC | 56706 | Ampersand Chowchilla Biomass LLC | AMPC | Wood/Wood Waste Biomass | 12.5 | 10.8 | IPP Non-CHP
55958 | Capricorn Ridge Wind LLC | 56763 | Capricorn Ridge Wind LLC | 1 | Onshore Wind Turbine | 149.5 | 149.5 | IPP Non-CHP
55958 | Capricorn Ridge Wind LLC | 56763 | Capricorn Ridge Wind LLC | 2 | Onshore Wind Turbine | 214.5 | 214.5 | IPP Non-CHP
55958 | Capricorn Ridge Wind LLC | 56763 | Capricorn Ridge Wind LLC | 3 | Onshore Wind Turbine | 186 | 186 | IPP Non-CHP
55958 | Capricorn Ridge Wind LLC | 56763 | Capricorn Ridge Wind LLC | 4 | Onshore Wind Turbine | 112.5 | 112.5 | IPP Non-CHP
55960 | Mesquite Lake Energy Park | 50363 | Mesquite Lake Energy Park Plant 2 | L313 | Wood/Wood Waste Biomass | 21 | 15.5 | IPP Non-CHP
55961 | CalRenew-1 LLC | 56768 | CalRenew-1 | CR1 | Solar Photovoltaic | 5 | 5 | IPP Non-CHP
55963 | AE Power Services LLC | 50553 | Edom Hills Project 1 LLC | 1 | Onshore Wind Turbine | 20 | 20 | IPP Non-CHP
55963 | AE Power Services LLC | 56771 | Silver Star I Wind Power Project | 1 | Onshore Wind Turbine | 60 | 60 | IPP Non-CHP
55963 | AE Power Services LLC | 56777 | Fowler Ridge Wind Farm LLC | FIA | Onshore Wind Turbine | 201.3 | 201.3 | IPP Non-CHP
55963 | AE Power Services LLC | 56777 | Fowler Ridge Wind Farm LLC | FIB | Onshore Wind Turbine | 100 | 100 | IPP Non-CHP
55963 | AE Power Services LLC | 56777 | Fowler Ridge Wind Farm LLC | FII | Onshore Wind Turbine | 200 | 200 | IPP Non-CHP
55963 | AE Power Services LLC | 56777 | Fowler Ridge Wind Farm LLC | FIII | Onshore Wind Turbine | 99 | 99 | IPP Non-CHP
55963 | AE Power Services LLC | 56779 | Sherbino I Wind Farm | 1 | Onshore Wind Turbine | 150 | 150 | IPP Non-CHP
55963 | AE Power Services LLC | 56879 | Flat Ridge Wind Energy LLC | 1 | Onshore Wind Turbine | 50 | 50 | IPP Non-CHP
55963 | AE Power Services LLC | 57045 | Rolling Thunder Wind Farm | 1 | Onshore Wind Turbine | 25 | 25 | IPP Non-CHP
55963 | AE Power Services LLC | 57210 | Cedar Creek II | 1 | Onshore Wind Turbine | 250.8 | 250.8 | IPP Non-CHP
55963 | AE Power Services LLC | 57211 | Goshen Phase II | 1 | Onshore Wind Turbine | 124.5 | 124.5 | IPP Non-CHP
55963 | AE Power Services LLC | 57415 | Sherbino II | 1 | Onshore Wind Turbine | 147.5 | 147.5 | IPP Non-CHP
55963 | AE Power Services LLC | 57520 | Trinity Hills | 1 | Onshore Wind Turbine | 225 | 225 | IPP Non-CHP
55963 | AE Power Services LLC | 57769 | Mehoopany Wind Energy LLC | 1 | Onshore Wind Turbine | 141 | 142.6 | IPP Non-CHP
55963 | AE Power Services LLC | 57787 | Flat Ridge 2 Wind Energy LLC | 1 | Onshore Wind Turbine | 470.2 | 470.4 | IPP Non-CHP
55965 | NewPage Corporation | 10234 | Biron Mill | GEN1 | Conventional Steam Coal | 17 | 15.3 | Industrial CHP
55965 | NewPage Corporation | 10234 | Biron Mill | GEN3 | Conventional Steam Coal | 7.5 | 7.5 | Industrial CHP
55965 | NewPage Corporation | 10234 | Biron Mill | GEN4 | Conventional Steam Coal | 15.6 | 12.5 | Industrial CHP
55965 | NewPage Corporation | 10234 | Biron Mill | GEN5 | Conventional Steam Coal | 21.5 | 20 | Industrial CHP
55965 | NewPage Corporation | 10466 | Wisconsin Rapids Paper Mill | GEN1 | All Other | 7.5 | 7.5 | Industrial CHP
55965 | NewPage Corporation | 10466 | Wisconsin Rapids Paper Mill | GEN2 | All Other | 8.3 | 8.6 | Industrial CHP
55965 | NewPage Corporation | 10466 | Wisconsin Rapids Paper Mill | GEN3 | All Other | 5 | 5 | Industrial CHP
55965 | NewPage Corporation | 10477 | Wisconsin Rapids Pulp Mill | GEN1 | Wood/Wood Waste Biomass | 32 | 27.2 | Industrial CHP
55965 | NewPage Corporation | 10477 | Wisconsin Rapids Pulp Mill | GEN2 | Wood/Wood Waste Biomass | 40.3 | 37.5 | Industrial CHP
55965 | NewPage Corporation | 50424 | Duluth Paper Mill | GEN1 | All Other | 10.6 | 10.6 | Industrial CHP
55965 | NewPage Corporation | 55861 | Stevens Point Mill | SP | Natural Gas Steam Turbine | 7.6 | 7 | Industrial CHP
55968 | Evergreen BioPower LLC | 56781 | Evergreen BioPower LLC | 1 | Wood/Wood Waste Biomass | 21 | 10 | Industrial CHP
55970 | JHP Pharmaceuticals LLC | 50318 | Par Sterile Products | 38-1 | Natural Gas Fired Combustion Turbine | 2.8 | 2.8 | Industrial CHP
55972 | Valencia Power LLC | 55802 | Valencia Energy Facility | CTG1 | Natural Gas Fired Combustion Turbine | 159.5 | 144.3 | IPP Non-CHP
55981 | Elbow Creek Wind Project LLC | 56783 | Elbow Creek Wind Project LLC | 1 | Onshore Wind Turbine | 121.9 | 121.9 | IPP Non-CHP
55983 | Luminant Generation Company LLC | 3452 | Lake Hubbard | 1 | Natural Gas Steam Turbine | 396.5 | 392 | IPP Non-CHP
55983 | Luminant Generation Company LLC | 3452 | Lake Hubbard | 2 | Natural Gas Steam Turbine | 531 | 515 | IPP Non-CHP
55983 | Luminant Generation Company LLC | 3490 | Graham | 1 | Natural Gas Steam Turbine | 247.7 | 225 | IPP Non-CHP
55983 | Luminant Generation Company LLC | 3490 | Graham | 2 | Natural Gas Steam Turbine | 387 | 390 | IPP Non-CHP
55983 | Luminant Generation Company LLC | 3492 | Morgan Creek | CT1 | Natural Gas Fired Combustion Turbine | 89.4 | 68 | IPP Non-CHP
55983 | Luminant Generation Company LLC | 3492 | Morgan Creek | CT2 | Natural Gas Fired Combustion Turbine | 89.4 | 68 | IPP Non-CHP
55983 | Luminant Generation Company LLC | 3492 | Morgan Creek | CT3 | Natural Gas Fired Combustion Turbine | 89.4 | 68 | IPP Non-CHP
55983 | Luminant Generation Company LLC | 3492 | Morgan Creek | CT4 | Natural Gas Fired Combustion Turbine | 89.4 | 68 | IPP Non-CHP
55983 | Luminant Generation Company LLC | 3492 | Morgan Creek | CT5 | Natural Gas Fired Combustion Turbine | 89.4 | 68 | IPP Non-CHP
55983 | Luminant Generation Company LLC | 3492 | Morgan Creek | CT6 | Natural Gas Fired Combustion Turbine | 89.4 | 67 | IPP Non-CHP
55983 | Luminant Generation Company LLC | 3494 | Permian Basin | 5 | Natural Gas Steam Turbine | 114.9 | 112 | IPP Non-CHP
55983 | Luminant Generation Company LLC | 3494 | Permian Basin | 6 | Natural Gas Steam Turbine | 535.5 | 515 | IPP Non-CHP
55983 | Luminant Generation Company LLC | 3494 | Permian Basin | CT1 | Natural Gas Fired Combustion Turbine | 89.4 | 68 | IPP Non-CHP
55983 | Luminant Generation Company LLC | 3494 | Permian Basin | CT2 | Natural Gas Fired Combustion Turbine | 89.4 | 65 | IPP Non-CHP
55983 | Luminant Generation Company LLC | 3494 | Permian Basin | CT3 | Natural Gas Fired Combustion Turbine | 89.4 | 68 | IPP Non-CHP
55983 | Luminant Generation Company LLC | 3494 | Permian Basin | CT4 | Natural Gas Fired Combustion Turbine | 89.4 | 69 | IPP Non-CHP
55983 | Luminant Generation Company LLC | 3494 | Permian Basin | CT5 | Natural Gas Fired Combustion Turbine | 89.4 | 70 | IPP Non-CHP
55983 | Luminant Generation Company LLC | 3504 | Stryker Creek | D1 | Petroleum Liquids | 2 | 2 | IPP Non-CHP
55983 | Luminant Generation Company LLC | 3504 | Stryker Creek | D2 | Petroleum Liquids | 2 | 2 | IPP Non-CHP
55983 | Luminant Generation Company LLC | 3504 | Stryker Creek | D3 | Petroleum Liquids | 2 | 2 | IPP Non-CHP
55983 | Luminant Generation Company LLC | 3504 | Stryker Creek | D4 | Petroleum Liquids | 2 | 2 | IPP Non-CHP
55983 | Luminant Generation Company LLC | 3504 | Stryker Creek | D5 | Petroleum Liquids | 2 | 2 | IPP Non-CHP
55983 | Luminant Generation Company LLC | 3504 | Stryker Creek | ST1 | Natural Gas Steam Turbine | 176.8 | 167 | IPP Non-CHP
55983 | Luminant Generation Company LLC | 3504 | Stryker Creek | ST2 | Natural Gas Steam Turbine | 526.6 | 502 | IPP Non-CHP
55983 | Luminant Generation Company LLC | 3507 | Trinidad (TX) | 6 | Natural Gas Steam Turbine | 239.3 | 226 | IPP Non-CHP
55983 | Luminant Generation Company LLC | 3507 | Trinidad (TX) | D1 | Petroleum Liquids | 2 | 2 | IPP Non-CHP
55983 | Luminant Generation Company LLC | 3507 | Trinidad (TX) | D2 | Petroleum Liquids | 2 | 2 | IPP Non-CHP
55983 | Luminant Generation Company LLC | 6145 | Comanche Peak | 1 | Nuclear | 1215 | 1205 | IPP Non-CHP
55983 | Luminant Generation Company LLC | 6145 | Comanche Peak | 2 | Nuclear | 1215 | 1195 | IPP Non-CHP
55983 | Luminant Generation Company LLC | 6146 | Martin Lake | 1 | Conventional Steam Coal | 793.2 | 800 | IPP Non-CHP
55983 | Luminant Generation Company LLC | 6146 | Martin Lake | 2 | Conventional Steam Coal | 793.2 | 805 | IPP Non-CHP
55983 | Luminant Generation Company LLC | 6146 | Martin Lake | 3 | Conventional Steam Coal | 793.2 | 805 | IPP Non-CHP
55983 | Luminant Generation Company LLC | 6147 | Monticello | 1 | Conventional Steam Coal | 593.4 | 535 | IPP Non-CHP
55983 | Luminant Generation Company LLC | 6147 | Monticello | 2 | Conventional Steam Coal | 593.4 | 535 | IPP Non-CHP
55983 | Luminant Generation Company LLC | 6147 | Monticello | 3 | Conventional Steam Coal | 793.2 | 795 | IPP Non-CHP
55983 | Luminant Generation Company LLC | 6648 | Sandow No 4 | 4 | Conventional Steam Coal | 590.6 | 600 | IPP Non-CHP
55983 | Luminant Generation Company LLC | 8063 | DeCordova Steam Electric Station | CT1 | Natural Gas Fired Combustion Turbine | 89.4 | 71 | IPP Non-CHP
55983 | Luminant Generation Company LLC | 8063 | DeCordova Steam Electric Station | CT2 | Natural Gas Fired Combustion Turbine | 89.4 | 70 | IPP Non-CHP
55983 | Luminant Generation Company LLC | 8063 | DeCordova Steam Electric Station | CT3 | Natural Gas Fired Combustion Turbine | 89.4 | 69 | IPP Non-CHP
55983 | Luminant Generation Company LLC | 8063 | DeCordova Steam Electric Station | CT4 | Natural Gas Fired Combustion Turbine | 89.4 | 68 | IPP Non-CHP
55985 | Tesoro Refining and Marketing Company | 50530 | Equilon Los Angeles Refining | GEN1 | Other Gases | 30 | 25 | Industrial CHP
55985 | Tesoro Refining and Marketing Company | 50530 | Equilon Los Angeles Refining | GEN2 | Other Gases | 30 | 25 | Industrial CHP
55985 | Tesoro Refining and Marketing Company | 50530 | Equilon Los Angeles Refining | GEN3 | Other Gases | 23 | 15 | Industrial CHP
55987 | CER Generation LLC | 55411 | Hillabee Energy Center | HEC1 | Natural Gas Fired Combined Cycle | 258.4 | 220.5 | IPP Non-CHP
55987 | CER Generation LLC | 55411 | Hillabee Energy Center | HEC2 | Natural Gas Fired Combined Cycle | 258.4 | 220.5 | IPP Non-CHP
55987 | CER Generation LLC | 55411 | Hillabee Energy Center | HECS | Natural Gas Fired Combined Cycle | 306 | 280.8 | IPP Non-CHP
55988 | Virginia Polytechnic Inst and State Unv | 56785 | Virginia Tech Power Plant | WG01 | Conventional Steam Coal | 6.3 | 2.5 | Commercial CHP
55989 | Covanta Mendota LP | 10837 | Covanta Mendota | GEN1 | Wood/Wood Waste Biomass | 28 | 25 | IPP Non-CHP
55990 | Cloud County Windfarm, LLC | 56784 | Cloud County Wind Farm | 1 | Onshore Wind Turbine | 105 | 105 | IPP Non-CHP
55990 | Cloud County Windfarm, LLC | 56784 | Cloud County Wind Farm | 2 | Onshore Wind Turbine | 96 | 96 | IPP Non-CHP
55992 | Pioneer Prairie Wind Farm I, LLC | 56797 | Pioneer Prairie Wind Farm | 1 | Onshore Wind Turbine | 300 | 300 | IPP Non-CHP
55993 | Kleen Energy Systems, LLC | 56798 | Kleen Energy Systems Project | ST | Natural Gas Fired Combined Cycle | 295 | 268 | IPP Non-CHP
55993 | Kleen Energy Systems, LLC | 56798 | Kleen Energy Systems Project | U1 | Natural Gas Fired Combined Cycle | 199 | 177 | IPP Non-CHP
55993 | Kleen Energy Systems, LLC | 56798 | Kleen Energy Systems Project | U2 | Natural Gas Fired Combined Cycle | 199 | 177 | IPP Non-CHP
55994 | University of Arizona - Biosphere 2 | 54594 | University of Arizona - Biosphere 2 | G-1 | Petroleum Liquids | 1.5 | 1.5 | Commercial Non-CHP
55994 | University of Arizona - Biosphere 2 | 54594 | University of Arizona - Biosphere 2 | G-4 | Natural Gas Internal Combustion Engine | 1.6 | 1.6 | Commercial Non-CHP
55997 | Domtar Paper Company Rothschild | 50190 | Domtar Paper Company Rothschild | HG1 | Conventional Hydroelectric | 0.6 | 0.6 | Industrial Non-CHP
55997 | Domtar Paper Company Rothschild | 50190 | Domtar Paper Company Rothschild | HG2 | Conventional Hydroelectric | 0.5 | 0.5 | Industrial Non-CHP
55997 | Domtar Paper Company Rothschild | 50190 | Domtar Paper Company Rothschild | HG3 | Conventional Hydroelectric | 0.6 | 0.6 | Industrial Non-CHP
55997 | Domtar Paper Company Rothschild | 50190 | Domtar Paper Company Rothschild | HG4 | Conventional Hydroelectric | 0.5 | 0.5 | Industrial Non-CHP
55997 | Domtar Paper Company Rothschild | 50190 | Domtar Paper Company Rothschild | HG5 | Conventional Hydroelectric | 1 | 1 | Industrial Non-CHP
55997 | Domtar Paper Company Rothschild | 50190 | Domtar Paper Company Rothschild | HG6 | Conventional Hydroelectric | 0.7 | 0.7 | Industrial Non-CHP
55997 | Domtar Paper Company Rothschild | 50190 | Domtar Paper Company Rothschild | HG7 | Conventional Hydroelectric | 0.5 | 0.5 | Industrial Non-CHP
56019 | Panoche Energy Center, LLC | 56803 | Panoche Energy Center | 1 | Natural Gas Fired Combustion Turbine | 108 | 97 | IPP Non-CHP
56019 | Panoche Energy Center, LLC | 56803 | Panoche Energy Center | 2 | Natural Gas Fired Combustion Turbine | 108 | 97 | IPP Non-CHP
56019 | Panoche Energy Center, LLC | 56803 | Panoche Energy Center | 3 | Natural Gas Fired Combustion Turbine | 108 | 97 | IPP Non-CHP
56019 | Panoche Energy Center, LLC | 56803 | Panoche Energy Center | 4 | Natural Gas Fired Combustion Turbine | 108 | 97 | IPP Non-CHP
56020 | NRG Cedar Bayou Development Company LLC | 56806 | Cedar Bayou 4 | 4 | Natural Gas Fired Combined Cycle | 178.5 | 172 | IPP Non-CHP
56020 | NRG Cedar Bayou Development Company LLC | 56806 | Cedar Bayou 4 | 41 | Natural Gas Fired Combined Cycle | 178.5 | 165 | IPP Non-CHP
56020 | NRG Cedar Bayou Development Company LLC | 56806 | Cedar Bayou 4 | 42 | Natural Gas Fired Combined Cycle | 178.5 | 165 | IPP Non-CHP
56023 | Arizona Solar One LLC | 56812 | Solana Generating Station | GEN 1 | Solar Thermal with Energy Storage | 140 | 147.7 | IPP Non-CHP
56023 | Arizona Solar One LLC | 56812 | Solana Generating Station | GEN2 | Solar Thermal with Energy Storage | 140 | 147.7 | IPP Non-CHP
56024 | Kamin LLC | 54880 | Kamin LLC Wrens Plant | SDT1 | Natural Gas Fired Combustion Turbine | 2 | 1.7 | Industrial CHP
56024 | Kamin LLC | 54880 | Kamin LLC Wrens Plant | SDT2 | Natural Gas Fired Combustion Turbine | 2 | 1.7 | Industrial CHP
56024 | Kamin LLC | 54880 | Kamin LLC Wrens Plant | SDT3 | Natural Gas Fired Combustion Turbine | 2 | 1.7 | Industrial CHP
56026 | MMA DAS Power | 56815 | Denver Int Airport | 1 | Solar Photovoltaic | 1.9 | 1.9 | IPP Non-CHP
56027 | MMA LA Power LP | 56814 | ELACC Photovoltaic Power Facility | PV1 | Solar Photovoltaic | 0.5 | 0.4 | IPP Non-CHP
56027 | MMA LA Power LP | 56814 | ELACC Photovoltaic Power Facility | PV2 | Solar Photovoltaic | 0.5 | 0.4 | IPP Non-CHP
56028 | MMA Fresno Power LP | 56813 | CSU Fresno Solar Project | 1 | Solar Photovoltaic | 0.5 | 0.5 | IPP Non-CHP
56028 | MMA Fresno Power LP | 56813 | CSU Fresno Solar Project | 2 | Solar Photovoltaic | 0.5 | 0.5 | IPP Non-CHP
56030 | TransCanada Maine Wind Development Inc | 56829 | Kibby Wind Power Project | 1 | Onshore Wind Turbine | 66 | 66 | IPP Non-CHP
56030 | TransCanada Maine Wind Development Inc | 56829 | Kibby Wind Power Project | 2 | Onshore Wind Turbine | 66 | 66 | IPP Non-CHP
56033 | Hackberry Wind LLC | 56823 | Hackberry Wind Farm | HWFG1 | Onshore Wind Turbine | 165.6 | 162.3 | IPP Non-CHP
56041 | EXC Wind 7 | 56839 | EXC Wind 7 LLC | 1 | Onshore Wind Turbine | 10 | 10 | IPP Non-CHP
56042 | EXC Wind 8 | 56838 | EXC Wind 8 LLC | 1 | Onshore Wind Turbine | 10 | 10 | IPP Non-CHP
56043 | EXC Wind 9 | 56837 | EXC Wind 9 LLC | 1 | Onshore Wind Turbine | 10 | 10 | IPP Non-CHP
56044 | EXC Wind 10 | 56836 | EXC Wind 10 LLC | 1 | Onshore Wind Turbine | 10 | 10 | IPP Non-CHP
56045 | EXC Wind 11 | 56835 | EXC Wind 11 LLC | 1 | Onshore Wind Turbine | 10 | 10 | IPP Non-CHP
56046 | High Plains | 56834 | High Plains Wind Power LLC | 1 | Onshore Wind Turbine | 10 | 10 | IPP Non-CHP
56065 | York Haven Power Company LLC | 3117 | York Haven | 1 | Conventional Hydroelectric | 19.6 | 19 | IPP Non-CHP
56067 | Plainfield Renewable Energy, LLC | 56847 | Plainfield Renewable Energy LLC | STG | Wood/Wood Waste Biomass | 43 | 37.5 | IPP Non-CHP
56069 | SunCoke Energy, Inc. | 56848 | Haverhill North Cogeneration Facility | SCKG1 | Other Gases | 67 | 53 | IPP CHP
56069 | SunCoke Energy, Inc. | 57822 | Middletown Coke Company, LLC | YNKE | Other Gases | 67 | 47 | IPP Non-CHP
56071 | Sagebrush Power Partners, LLC | 56858 | Sagebrush Power Partners | GEN1 | Onshore Wind Turbine | 100.7 | 100.7 | IPP Non-CHP
56072 | Marble River, LLC | 56857 | Marble River Wind Farm | GEN1 | Onshore Wind Turbine | 215 | 215 | IPP Non-CHP
56073 | Wheat Field Wind Power Project LLC | 56854 | Wheat Field Wind Power Project | GEN1 | Onshore Wind Turbine | 97 | 96.6 | IPP Non-CHP
56074 | Arlington Wind Power Project LLC | 56855 | Arlington Wind Power Project | GEN1 | Onshore Wind Turbine | 103 | 102.9 | IPP Non-CHP
56075 | Rail Splitter Wind Farm LLC | 56856 | Rail Splitter Wind Farm | GEN1 | Onshore Wind Turbine | 100.5 | 100.5 | IPP Non-CHP
56076 | State Farm Insurance | 7556 | State Farm | 1 | Petroleum Liquids | 1.7 | 1.7 | Commercial Non-CHP
56076 | State Farm Insurance | 7556 | State Farm | 2 | Petroleum Liquids | 1.7 | 1.7 | Commercial Non-CHP
56076 | State Farm Insurance | 7556 | State Farm | 3 | Petroleum Liquids | 1.7 | 1.7 | Commercial Non-CHP
56079 | Encore Energy Partners Operating LLC | 52127 | Elk Basin Gasoline Plant | GEN1 | Other Gases | 1 | 0.8 | Industrial CHP
56079 | Encore Energy Partners Operating LLC | 52127 | Elk Basin Gasoline Plant | GEN2 | Other Gases | 1 | 0.8 | Industrial CHP
56081 | Southeastern Chester County Refuse Auth | 56873 | SECCRA Community Landfill | 1 | Landfill Gas | 0.9 | 0.9 | Commercial Non-CHP
56081 | Southeastern Chester County Refuse Auth | 56873 | SECCRA Community Landfill | 3 | Landfill Gas | 1.6 | 1.6 | Commercial Non-CHP
56084 | Springfield Power LLC | 10838 | Springfield Power LLC | GEN1 | Wood/Wood Waste Biomass | 20 | 16.1 | IPP Non-CHP
56090 | Star West Gen Griffith Energy LLC | 55124 | Griffith Energy LLC | CTG1 | Natural Gas Fired Combined Cycle | 176 | 147 | IPP Non-CHP
56090 | Star West Gen Griffith Energy LLC | 55124 | Griffith Energy LLC | CTG2 | Natural Gas Fired Combined Cycle | 176.6 | 147 | IPP Non-CHP
56090 | Star West Gen Griffith Energy LLC | 55124 | Griffith Energy LLC | STG | Natural Gas Fired Combined Cycle | 301.8 | 276 | IPP Non-CHP
56097 | Noranda Alumina LLC | 50846 | Noranda Alumina LLC | GT1 | Natural Gas Fired Combustion Turbine | 16 | 15 | Industrial CHP
56097 | Noranda Alumina LLC | 50846 | Noranda Alumina LLC | GT2 | Natural Gas Fired Combustion Turbine | 16 | 15 | Industrial CHP
56097 | Noranda Alumina LLC | 50846 | Noranda Alumina LLC | GT3 | Natural Gas Fired Combustion Turbine | 16 | 15 | Industrial CHP
56097 | Noranda Alumina LLC | 50846 | Noranda Alumina LLC | GT4 | Natural Gas Fired Combustion Turbine | 24.7 | 21 | Industrial CHP
56097 | Noranda Alumina LLC | 50846 | Noranda Alumina LLC | ST1 | Natural Gas Steam Turbine | 18.7 | 17 | Industrial CHP
56097 | Noranda Alumina LLC | 50846 | Noranda Alumina LLC | ST2 | Natural Gas Steam Turbine | 18.7 | 17 | Industrial CHP
56097 | Noranda Alumina LLC | 50846 | Noranda Alumina LLC | ST3 | Natural Gas Steam Turbine | 7.2 | 6 | Industrial CHP
56099 | Covanta Delano Inc | 10840 | Covanta Delano Energy | GEN1 | Wood/Wood Waste Biomass | 31.8 | 27 | IPP Non-CHP
56099 | Covanta Delano Inc | 10840 | Covanta Delano Energy | GEN2 | Wood/Wood Waste Biomass | 25.2 | 22 | IPP Non-CHP
56100 | AMERESCO Stafford LLC | 56894 | Ameresco Stafford | 1 | Landfill Gas | 1.1 | 1 | IPP Non-CHP
56100 | AMERESCO Stafford LLC | 56894 | Ameresco Stafford | 2 | Landfill Gas | 1.1 | 1 | IPP Non-CHP
56101 | AMERESCO Ox Mountain Energy LLC | 56895 | Ameresco Ox Mountain | 1 | Landfill Gas | 1.9 | 1.8 | IPP Non-CHP
56101 | AMERESCO Ox Mountain Energy LLC | 56895 | Ameresco Ox Mountain | 2 | Landfill Gas | 1.9 | 1.8 | IPP Non-CHP
56101 | AMERESCO Ox Mountain Energy LLC | 56895 | Ameresco Ox Mountain | 3 | Landfill Gas | 1.9 | 1.8 | IPP Non-CHP
56101 | AMERESCO Ox Mountain Energy LLC | 56895 | Ameresco Ox Mountain | 4 | Landfill Gas | 1.9 | 1.8 | IPP Non-CHP
56101 | AMERESCO Ox Mountain Energy LLC | 56895 | Ameresco Ox Mountain | 5 | Landfill Gas | 1.9 | 1.8 | IPP Non-CHP
56101 | AMERESCO Ox Mountain Energy LLC | 56895 | Ameresco Ox Mountain | 6 | Landfill Gas | 1.9 | 1.8 | IPP Non-CHP
56102 | AMERESCO Jefferson City LLC | 56896 | Ameresco Jefferson City | 1 | Landfill Gas | 1 | 0.9 | IPP Non-CHP
56102 | AMERESCO Jefferson City LLC | 56896 | Ameresco Jefferson City | 2 | Landfill Gas | 1 | 0.9 | IPP Non-CHP
56102 | AMERESCO Jefferson City LLC | 56896 | Ameresco Jefferson City | 3 | Landfill Gas | 1 | 0.9 | IPP Non-CHP
56103 | AMERESCO Keller Canyon LLC | 56897 | Ameresco Keller Canyon | 1 | Landfill Gas | 1.9 | 1.8 | IPP Non-CHP
56103 | AMERESCO Keller Canyon LLC | 56897 | Ameresco Keller Canyon | 2 | Landfill Gas | 1.9 | 1.8 | IPP Non-CHP
56104 | AMERESCO Chiquita Canyon LLC | 56898 | Ameresco Chiquita Canyon | 1 | Landfill Gas | 4.6 | 4 | IPP Non-CHP
56104 | AMERESCO Chiquita Canyon LLC | 56898 | Ameresco Chiquita Canyon | 2 | Landfill Gas | 4.6 | 4 | IPP Non-CHP
56105 | MMA WBF Power LP | 56862 | Bolthouse S&P and Rowen Farms Solar | 1 | Solar Photovoltaic | 0.3 | 0.3 | IPP Non-CHP
56105 | MMA WBF Power LP | 56862 | Bolthouse S&P and Rowen Farms Solar | 2 | Solar Photovoltaic | 0.3 | 0.3 | IPP Non-CHP
56105 | MMA WBF Power LP | 56862 | Bolthouse S&P and Rowen Farms Solar | 3 | Solar Photovoltaic | 0.3 | 0.3 | IPP Non-CHP
56105 | MMA WBF Power LP | 56862 | Bolthouse S&P and Rowen Farms Solar | 4 | Solar Photovoltaic | 0.3 | 0.3 | IPP Non-CHP
56107 | Highwoods Properties | 54816 | Riverwood 100 Building | 11KT | Petroleum Liquids | 1.1 | 1.1 | Commercial Non-CHP
56108 | Targa Pipeline Mid-Continent WestTex LLC | 54458 | Benedum Plant | BG3A | Natural Gas Internal Combustion Engine | 1 | 1 | Industrial Non-CHP
56108 | Targa Pipeline Mid-Continent WestTex LLC | 54458 | Benedum Plant | BG6 | Natural Gas Internal Combustion Engine | 1 | 1 | Industrial Non-CHP
56113 | MMA GDC Power LP | 56909 | Gap Pacific Distribution Center | 1 | Solar Photovoltaic | 0.3 | 0.3 | Commercial Non-CHP
56113 | MMA GDC Power LP | 56909 | Gap Pacific Distribution Center | 2 | Solar Photovoltaic | 0.3 | 0.3 | Commercial Non-CHP
56113 | MMA GDC Power LP | 56909 | Gap Pacific Distribution Center | 3 | Solar Photovoltaic | 0.3 | 0.3 | Commercial Non-CHP
56113 | MMA GDC Power LP | 56909 | Gap Pacific Distribution Center | 4 | Solar Photovoltaic | 0.3 | 0.3 | Commercial Non-CHP
56119 | FPL Energy Story Wind LLC | 56924 | FPL Energy Story Wind LLC | GE15 | Onshore Wind Turbine | 150 | 150 | IPP Non-CHP
56120 | Blue Lake Power LLC | 10764 | Blue Lake Power LLC | GEN1 | Wood/Wood Waste Biomass | 13.8 | 11.5 | IPP Non-CHP
56121 | Osceola Windpower II | 56913 | Osceola Windpower II | CL25 | Onshore Wind Turbine | 50 | 50 | IPP Non-CHP
56122 | FPL Energy Ashtabula Wind LLC | 56919 | FPL Energy Ashtabula Wind LLC | GE15 | Onshore Wind Turbine | 148.5 | 148.5 | IPP Non-CHP
56123 | FPL Energy Crystal Lake Wind LLC | 56923 | FPL Energy Crystal Lake Wind LLC | GE15 | Onshore Wind Turbine | 150 | 150 | IPP Non-CHP
56124 | FPL Energy Crystal Lake Wind II LLC | 56925 | FPL Energy Crystal Lake Wind II LLC | CL25 | Onshore Wind Turbine | 200 | 200 | IPP Non-CHP
56125 | Covanta Springfield LLC | 50273 | Pioneer Valley Resource Recovery | DLV1 | Municipal Solid Waste | 9.4 | 7.5 | IPP Non-CHP
56127 | Orange Grove Energy LP | 56914 | Orange Grove Peaking Facility | CTG1 | Natural Gas Fired Combustion Turbine | 59 | 47.8 | IPP Non-CHP
56127 | Orange Grove Energy LP | 56914 | Orange Grove Peaking Facility | CTG2 | Natural Gas Fired Combustion Turbine | 59 | 47.8 | IPP Non-CHP
56128 | SAS Institute Inc | 56915 | SAS Solar Farm | 1 | Solar Photovoltaic | 0.5 | 0.5 | IPP Non-CHP
56128 | SAS Institute Inc | 56915 | SAS Solar Farm | 2 | Solar Photovoltaic | 0.5 | 0.5 | IPP Non-CHP
56128 | SAS Institute Inc | 56915 | SAS Solar Farm | 3 | Solar Photovoltaic | 0.5 | 0.6 | IPP Non-CHP
56128 | SAS Institute Inc | 56915 | SAS Solar Farm | 4 | Solar Photovoltaic | 0.5 | 0.6 | IPP Non-CHP
56133 | L'Anse Warden Electric Company LLC | 1772 | John H Warden | 1 | Wood/Wood Waste Biomass | 18.7 | 17.7 | IPP Non-CHP
56137 | Domtar LLC | 54638 | Johnsonburg Mill | PT1 | Wood/Wood Waste Biomass | 54 | 49 | Industrial CHP
56142 | Alliance NYGT, LLC | 2628 | Hillburn | GEN1 | Natural Gas Fired Combustion Turbine | 46.5 | 33.1 | IPP Non-CHP
56142 | Alliance NYGT, LLC | 2632 | Shoemaker | SHOE | Natural Gas Fired Combustion Turbine | 41.9 | 33 | IPP Non-CHP
56143 | Fairfield University | 56928 | Fairfield University CHP Plant | CHP1 | Natural Gas Fired Combustion Turbine | 4.5 | 4.5 | Commercial CHP
56146 | Black Hills/Colorado Elec.Util | 460 | Pueblo | IC1 | Petroleum Liquids | 2 | 2 | Electric Utility
56146 | Black Hills/Colorado Elec.Util | 460 | Pueblo | IC2 | Petroleum Liquids | 2 | 2 | Electric Utility
56146 | Black Hills/Colorado Elec.Util | 460 | Pueblo | IC3 | Petroleum Liquids | 2 | 2 | Electric Utility
56146 | Black Hills/Colorado Elec.Util | 460 | Pueblo | IC4 | Petroleum Liquids | 2 | 2 | Electric Utility
56146 | Black Hills/Colorado Elec.Util | 460 | Pueblo | IC5 | Petroleum Liquids | 2 | 2 | Electric Utility
56146 | Black Hills/Colorado Elec.Util | 6516 | Rocky Ford | IC1 | Petroleum Liquids | 2 | 2 | Electric Utility
56146 | Black Hills/Colorado Elec.Util | 6516 | Rocky Ford | IC2 | Petroleum Liquids | 2 | 2 | Electric Utility
56146 | Black Hills/Colorado Elec.Util | 6516 | Rocky Ford | IC3 | Petroleum Liquids | 2 | 2 | Electric Utility
56146 | Black Hills/Colorado Elec.Util | 6516 | Rocky Ford | IC4 | Petroleum Liquids | 2 | 2 | Electric Utility
56146 | Black Hills/Colorado Elec.Util | 6516 | Rocky Ford | IC5 | Petroleum Liquids | 2 | 2 | Electric Utility
56146 | Black Hills/Colorado Elec.Util | 7995 | Airport Industrial | IC1 | Petroleum Liquids | 2.5 | 2.5 | Electric Utility
56146 | Black Hills/Colorado Elec.Util | 7995 | Airport Industrial | IC2 | Petroleum Liquids | 2.5 | 2.5 | Electric Utility
56146 | Black Hills/Colorado Elec.Util | 7995 | Airport Industrial | IC3 | Petroleum Liquids | 2.5 | 2.5 | Electric Utility
56146 | Black Hills/Colorado Elec.Util | 7995 | Airport Industrial | IC4 | Petroleum Liquids | 2.5 | 2.5 | Electric Utility
56146 | Black Hills/Colorado Elec.Util | 57980 | Busch Ranch Wind Energy Farm | WTG | Onshore Wind Turbine | 29 | 11 | Electric Utility
56147 | ArcelorMittal Burns Harbor Inc | 10245 | ArcelorMittal Burns Harbor | GEN5 | Other Gases | 62 | 60.5 | Industrial CHP
56147 | ArcelorMittal Burns Harbor Inc | 10245 | ArcelorMittal Burns Harbor | GEN6 | Other Gases | 51 | 51 | Industrial CHP
56147 | ArcelorMittal Burns Harbor Inc | 10245 | ArcelorMittal Burns Harbor | GEN7 | Other Gases | 63.2 | 63.2 | Industrial CHP
56148 | Aspen Power LLC | 56931 | Aspen Biomass Power Plant | GEN7 | Wood/Wood Waste Biomass | 44 | 50 | IPP Non-CHP
56150 | ArcelorMittal USA Inc | 10475 | Expander Turbine | 16TG | Other Gases | 20 | 18.8 | Industrial Non-CHP
56152 | New Smyrna Beach Utilities Commission | 7954 | Field Street | 1 | Petroleum Liquids | 24 | 22 | Electric Utility
56152 | New Smyrna Beach Utilities Commission | 7954 | Field Street | 2 | Petroleum Liquids | 24 | 22 | Electric Utility
56155 | Lansing Board of Water and Light | 1831 | Eckert Station | 1 | Conventional Steam Coal | 44 | 32.9 | Electric Utility
56155 | Lansing Board of Water and Light | 1831 | Eckert Station | 3 | Conventional Steam Coal | 47 | 30.6 | Electric Utility
56155 | Lansing Board of Water and Light | 1831 | Eckert Station | 4 | Conventional Steam Coal | 80 | 64 | Electric Utility
56155 | Lansing Board of Water and Light | 1831 | Eckert Station | 5 | Conventional Steam Coal | 80 | 63.1 | Electric Utility
56155 | Lansing Board of Water and Light | 1831 | Eckert Station | 6 | Conventional Steam Coal | 80 | 62.8 | Electric Utility
56155 | Lansing Board of Water and Light | 1832 | Erickson Station | 1 | Conventional Steam Coal | 154.7 | 154.5 | Electric Utility
56155 | Lansing Board of Water and Light | 58427 | Lansing BWL REO Town Plant | CTG1 | Natural Gas Fired Combined Cycle | 42 | 31 | Electric Utility
56155 | Lansing Board of Water and Light | 58427 | Lansing BWL REO Town Plant | CTG2 | Natural Gas Fired Combined Cycle | 42 | 31 | Electric Utility
56155 | Lansing Board of Water and Light | 58427 | Lansing BWL REO Town Plant | ST | Natural Gas Fired Combined Cycle | 14 | 12.9 | Electric Utility
56157 | Cassia Gulch | 56935 | Cassia Gulch Wind Park LLC | 1 | Onshore Wind Turbine | 18.9 | 18.9 | IPP Non-CHP
56158 | Cassia Wind | 56934 | Cassia Wind Farm LLC | 1 | Onshore Wind Turbine | 10.5 | 10.5 | IPP Non-CHP
56159 | Threemile Canyon Wind I | 56933 | Threemile Canyon Wind I LLC | 1 | Onshore Wind Turbine | 9.9 | 9.9 | IPP Non-CHP
56160 | NAEA Operating Company LLC | 54640 | NAEA Lakewood LLC | GEN1 | Natural Gas Fired Combined Cycle | 81 | 69.2 | IPP Non-CHP
56160 | NAEA Operating Company LLC | 54640 | NAEA Lakewood LLC | GEN2 | Natural Gas Fired Combined Cycle | 81 | 69.2 | IPP Non-CHP
56160 | NAEA Operating Company LLC | 54640 | NAEA Lakewood LLC | GEN3 | Natural Gas Fired Combined Cycle | 81 | 79.7 | IPP Non-CHP
56160 | NAEA Operating Company LLC | 55938 | NAEA Ocean Peaking Power LLC | OPP3 | Natural Gas Fired Combustion Turbine | 191.5 | 162.8 | IPP Non-CHP
56160 | NAEA Operating Company LLC | 55938 | NAEA Ocean Peaking Power LLC | OPP4 | Natural Gas Fired Combustion Turbine | 191.5 | 162.8 | IPP Non-CHP
56164 | International Paper - Valliant | 50192 | International Paper Valliant OK | TG1 | Wood/Wood Waste Biomass | 68 | 57.8 | Industrial CHP
56165 | ArcelorMittal Indiana Harbor West | 10397 | ArcelorMittal Indiana Harbor West | GEN5 | Other Gases | 12.5 | 5.9 | Industrial CHP
56165 | ArcelorMittal Indiana Harbor West | 10397 | ArcelorMittal Indiana Harbor West | GEN6 | Other Gases | 12.5 | 5.9 | Industrial CHP
56165 | ArcelorMittal Indiana Harbor West | 10397 | ArcelorMittal Indiana Harbor West | GEN7 | Other Gases | 32 | 10.8 | Industrial CHP
56165 | ArcelorMittal Indiana Harbor West | 10397 | ArcelorMittal Indiana Harbor West | GEN8 | Other Gases | 40 | 12 | Industrial CHP
56165 | ArcelorMittal Indiana Harbor West | 10397 | ArcelorMittal Indiana Harbor West | GEN9 | Other Gases | 55 | 20.2 | Industrial CHP
56167 | Imperial Valley Solar, LLC | 56917 | Imperial Valley Solar, LLC | 1 | Solar Photovoltaic | 101 | 101 | IPP Non-CHP
56167 | Imperial Valley Solar, LLC | 56917 | Imperial Valley Solar, LLC | 1A | Solar Photovoltaic | 64.6 | 64.6 | IPP Non-CHP
56167 | Imperial Valley Solar, LLC | 56917 | Imperial Valley Solar, LLC | 1B | Solar Photovoltaic | 34.3 | 34.3 | IPP Non-CHP
56174 | Finch Paper LLC | 10511 | Finch Paper | GEN6 | Wood/Wood Waste Biomass | 29 | 23 | Industrial CHP
56175 | Fairbanks Morse Engine | 56937 | Fairbanks Morse Engine | IPE | Petroleum Liquids | 1.5 | 1.5 | Industrial Non-CHP
56183 | SunE NC Progress 1 LLC | 56938 | SunEdison LV Sutton Plant Site | NCP1 | Solar Photovoltaic | 1.2 | 1.2 | IPP Non-CHP
56187 | Verso Paper - Quinnesec | 50251 | Verso Paper Quinnesec Mich Mill | GEN1 | Wood/Wood Waste Biomass | 28 | 28 | Industrial CHP
56187 | Verso Paper - Quinnesec | 50251 | Verso Paper Quinnesec Mich Mill | GEN2 | Wood/Wood Waste Biomass | 28 | 31 | Industrial CHP
56189 | American Profol Incorporated | 54719 | Alliant SBD 9203 Profol | 6916 | Petroleum Liquids | 1.8 | 1.8 | IPP Non-CHP
56189 | American Profol Incorporated | 54719 | Alliant SBD 9203 Profol | 6917 | Petroleum Liquids | 1.8 | 1.8 | IPP Non-CHP
56189 | American Profol Incorporated | 54719 | Alliant SBD 9203 Profol | 6918 | Petroleum Liquids | 2 | 2 | IPP Non-CHP
56192 | Entergy Nuclear Palisades LLC | 1715 | Palisades | 1 | Nuclear | 811.8 | 789 | IPP Non-CHP
56195 | BP Alternative Energy | 55259 | Whiting Clean Energy | CT1 | Natural Gas Fired Combined Cycle | 181.9 | 150 | IPP CHP
56195 | BP Alternative Energy | 55259 | Whiting Clean Energy | CT2 | Natural Gas Fired Combined Cycle | 181.9 | 150 | IPP CHP
56195 | BP Alternative Energy | 55259 | Whiting Clean Energy | ST1 | Natural Gas Fired Combined Cycle | 213 | 213 | IPP CHP
56201 | GDF Suez North America | 50137 | Newgulf Cogen | GEN1 | Natural Gas Fired Combustion Turbine | 101.9 | 72 | IPP Non-CHP
56203 | Solar Star NAFB LLC | 56568 | Nellis Air Force Base Solar Array | NS1 | Solar Photovoltaic | 4.9 | 4.9 | Commercial Non-CHP
56203 | Solar Star NAFB LLC | 56568 | Nellis Air Force Base Solar Array | NS2 | Solar Photovoltaic | 5.2 | 5.2 | Commercial Non-CHP
56203 | Solar Star NAFB LLC | 56568 | Nellis Air Force Base Solar Array | NS3 | Solar Photovoltaic | 3.9 | 3.9 | Commercial Non-CHP
56205 | Philadelphia Water Department | 58326 | PWD Northeast WPCP Biogas Cogen Plant | NBG1 | Other Waste Biomass | 1.4 | 1.4 | Commercial Non-CHP
56205 | Philadelphia Water Department | 58326 | PWD Northeast WPCP Biogas Cogen Plant | NBG2 | Other Waste Biomass | 1.4 | 1.4 | Commercial Non-CHP
56205 | Philadelphia Water Department | 58326 | PWD Northeast WPCP Biogas Cogen Plant | NBG3 | Other Waste Biomass | 1.4 | 1.4 | Commercial Non-CHP
56205 | Philadelphia Water Department | 58326 | PWD Northeast WPCP Biogas Cogen Plant | NBG4 | Other Waste Biomass | 1.4 | 1.4 | Commercial Non-CHP
56211 | KCP&L Greater Missouri Operations Co | 2090 | Nevada | 1 | Petroleum Liquids | 22 | 17.7 | Electric Utility
56211 | KCP&L Greater Missouri Operations Co | 2092 | Ralph Green | 3 | Natural Gas Fired Combustion Turbine | 74 | 70.9 | Electric Utility
56211 | KCP&L Greater Missouri Operations Co | 2094 | Sibley | 1 | Conventional Steam Coal | 55 | 49.8 | Electric Utility
56211 | KCP&L Greater Missouri Operations Co | 2094 | Sibley | 2 | Conventional Steam Coal | 50 | 47.1 | Electric Utility
56211 | KCP&L Greater Missouri Operations Co | 2094 | Sibley | 3 | Conventional Steam Coal | 419 | 364.1 | Electric Utility
56211 | KCP&L Greater Missouri Operations Co | 2098 | Lake Road (MO) | 1 | Natural Gas Steam Turbine | 23 | 9.4 | Electric Utility
56211 | KCP&L Greater Missouri Operations Co | 2098 | Lake Road (MO) | 2 | Natural Gas Steam Turbine | 25 | 19 | Electric Utility
56211 | KCP&L Greater Missouri Operations Co | 2098 | Lake Road (MO) | 3 | Natural Gas Steam Turbine | 12.5 | 6.6 | Electric Utility
56211 | KCP&L Greater Missouri Operations Co | 2098 | Lake Road (MO) | 4 | Conventional Steam Coal | 90 | 96.3 | Electric Utility
56211 | KCP&L Greater Missouri Operations Co | 2098 | Lake Road (MO) | 5 | Natural Gas Fired Combustion Turbine | 85 | 67 | Electric Utility
56211 | KCP&L Greater Missouri Operations Co | 2098 | Lake Road (MO) | 6 | Petroleum Liquids | 18.9 | 21 | Electric Utility
56211 | KCP&L Greater Missouri Operations Co | 2098 | Lake Road (MO) | 7 | Petroleum Liquids | 18.9 | 20.5 | Electric Utility
56211 | KCP&L Greater Missouri Operations Co | 6074 | Greenwood (MO) | 1 | Natural Gas Fired Combustion Turbine | 61 | 60.7 | Electric Utility
56211 | KCP&L Greater Missouri Operations Co | 6074 | Greenwood (MO) | 2 | Natural Gas Fired Combustion Turbine | 61 | 61.7 | Electric Utility
56211 | KCP&L Greater Missouri Operations Co | 6074 | Greenwood (MO) | 3 | Natural Gas Fired Combustion Turbine | 61 | 63 | Electric Utility
56211 | KCP&L Greater Missouri Operations Co | 6074 | Greenwood (MO) | 4 | Natural Gas Fired Combustion Turbine | 61 | 60.7 | Electric Utility
56211 | KCP&L Greater Missouri Operations Co | 6144 | Kansas City International | 1 | Natural Gas Fired Combustion Turbine | 18 | 16.7 | Electric Utility
56211 | KCP&L Greater Missouri Operations Co | 6144 | Kansas City International | 2 | Natural Gas Fired Combustion Turbine | 18 | 16.9 | Electric Utility
56211 | KCP&L Greater Missouri Operations Co | 56151 | South Harper | GT1 | Natural Gas Fired Combustion Turbine | 117 | 101.2 | Electric Utility
56211 | KCP&L Greater Missouri Operations Co | 56151 | South Harper | GT2 | Natural Gas Fired Combustion Turbine | 117 | 102.1 | Electric Utility
56211 | KCP&L Greater Missouri Operations Co | 56151 | South Harper | GT3 | Natural Gas Fired Combustion Turbine | 117 | 100 | Electric Utility
56211 | KCP&L Greater Missouri Operations Co | 58024 | St Joseph Landfill Generating Station | UNIT1 | Landfill Gas | 1.6 | 1.6 | Electric Utility
56213 | IPA Operations Inc - Calumet | 55296 | Calumet Energy Team LLC | CT11 | Natural Gas Fired Combustion Turbine | 156.4 | 157.2 | IPP Non-CHP
56213 | IPA Operations Inc - Calumet | 55296 | Calumet Energy Team LLC | CT12 | Natural Gas Fired Combustion Turbine | 156.4 | 164 | IPP Non-CHP
56214 | Hazleton Generation LLC | 10870 | Hazelton | GEN1 | Natural Gas Fired Combustion Turbine | 72.5 | 62 | IPP Non-CHP
56214 | Hazleton Generation LLC | 10870 | Hazelton | GEN2 | Natural Gas Fired Combustion Turbine | 33 | 27.8 | IPP Non-CHP
56214 | Hazleton Generation LLC | 10870 | Hazelton | GEN3 | Natural Gas Fired Combustion Turbine | 33 | 28.4 | IPP Non-CHP
56214 | Hazleton Generation LLC | 10870 | Hazelton | GEN4 | Natural Gas Fired Combustion Turbine | 33 | 29 | IPP Non-CHP
56215 | E ON Climate Renewables N America LLC | 56394 | Forest Creek Wind Farm LLC | 1 | Onshore Wind Turbine | 124.2 | 124.2 | IPP Non-CHP
56215 | E ON Climate Renewables N America LLC | 56479 | Sand Bluff Wind Farm | 2 | Onshore Wind Turbine | 90 | 90 | IPP Non-CHP
56215 | E ON Climate Renewables N America LLC | 56592 | Champion Wind Farm LLC | CH1 | Onshore Wind Turbine | 126.5 | 126.5 | IPP Non-CHP
56215 | E ON Climate Renewables N America LLC | 56593 | Roscoe Wind Farm LLC | RO1 | Onshore Wind Turbine | 209 | 209 | IPP Non-CHP
56215 | E ON Climate Renewables N America LLC | 56594 | Munnsville Wind Farm LLC | MU1 | Onshore Wind Turbine | 34.5 | 34.5 | IPP Non-CHP
56215 | E ON Climate Renewables N America LLC | 56920 | EC&R Panther Creek Wind Farm I | 1 | Onshore Wind Turbine | 142.5 | 142.5 | IPP Non-CHP
56215 | E ON Climate Renewables N America LLC | 56921 | EC&R Panther Creek Wind Farm II | 1 | Onshore Wind Turbine | 115.5 | 115.5 | IPP Non-CHP
56215 | E ON Climate Renewables N America LLC | 56979 | EC&R Panther Creek Wind Farm III | 1 | Onshore Wind Turbine | 199.5 | 199.5 | IPP Non-CHP
56215 | E ON Climate Renewables N America LLC | 56980 | Stony Creek Wind Farm LLC | 1 | Onshore Wind Turbine | 52.5 | 52.5 | IPP Non-CHP
56215 | E ON Climate Renewables N America LLC | 56981 | Pyron Wind Farm LLC | 1 | Onshore Wind Turbine | 249 | 249 | IPP Non-CHP
56215 | E ON Climate Renewables N America LLC | 56983 | EC&R Papalote Creek I LLC | 1 | Onshore Wind Turbine | 180 | 180 | IPP Non-CHP
56215 | E ON Climate Renewables N America LLC | 56984 | Inadale Wind Farm LLC | 1 | Onshore Wind Turbine | 197 | 197 | IPP Non-CHP
56215 | E ON Climate Renewables N America LLC | 57212 | EC&R Papalote Creek II LLC | 1 | Onshore Wind Turbine | 200.1 | 200.1 | IPP Non-CHP
56215 | E ON Climate Renewables N America LLC | 57493 | Settlers Trail Wind Farm LLC | STWF | Onshore Wind Turbine | 150.4 | 150.4 | IPP Non-CHP
56215 | E ON Climate Renewables N America LLC | 57675 | Pioneer Trail Wind Farm, LLC | PTWF | Onshore Wind Turbine | 150.4 | 150.4 | IPP Non-CHP
56215 | E ON Climate Renewables N America LLC | 57802 | Magic Valley Wind Farm I LLC | MV1 | Onshore Wind Turbine | 203 | 203 | IPP Non-CHP
56215 | E ON Climate Renewables N America LLC | 57862 | Wildcat Wind Farm I, LLC | 1 | Onshore Wind Turbine | 200 | 200 | IPP Non-CHP
56215 | E ON Climate Renewables N America LLC | 58000 | Anacacho Wind Farm, LLC | ANA | Onshore Wind Turbine | 99.8 | 99.8 | IPP Non-CHP
56215 | E ON Climate Renewables N America LLC | 58596 | Grandview Wind Farm, LLC | GRVWI | Onshore Wind Turbine | 200.6 | 200.6 | IPP Non-CHP
56216 | Multitrade Rabun Gap LLC | 50201 | Rabun Gap Cogen Facility | ST2 | Wood/Wood Waste Biomass | 20 | 17 | IPP Non-CHP
56217 | Portsmouth Operating Services LLC | 10071 | Portsmouth Genco LLC | GEN1 | Conventional Steam Coal | 57.4 | 57.5 | IPP Non-CHP
56217 | Portsmouth Operating Services LLC | 10071 | Portsmouth Genco LLC | GEN2 | Conventional Steam Coal | 57.4 | 57.5 | IPP Non-CHP
56218 | Coolidge Power LLC | 56948 | Coolidge Generation Station | 1 | Natural Gas Fired Combustion Turbine | 60.5 | 43.4 | IPP Non-CHP
56218 | Coolidge Power LLC | 56948 | Coolidge Generation Station | 10 | Natural Gas Fired Combustion Turbine | 60.5 | 43.4 | IPP Non-CHP
56218 | Coolidge Power LLC | 56948 | Coolidge Generation Station | 11 | Natural Gas Fired Combustion Turbine | 60.5 | 43.4 | IPP Non-CHP
56218 | Coolidge Power LLC | 56948 | Coolidge Generation Station | 12 | Natural Gas Fired Combustion Turbine | 60.5 | 43.4 | IPP Non-CHP
56218 | Coolidge Power LLC | 56948 | Coolidge Generation Station | 2 | Natural Gas Fired Combustion Turbine | 60.5 | 43.4 | IPP Non-CHP
56218 | Coolidge Power LLC | 56948 | Coolidge Generation Station | 3 | Natural Gas Fired Combustion Turbine | 60.5 | 43.4 | IPP Non-CHP
56218 | Coolidge Power LLC | 56948 | Coolidge Generation Station | 4 | Natural Gas Fired Combustion Turbine | 60.5 | 43.4 | IPP Non-CHP
56218 | Coolidge Power LLC | 56948 | Coolidge Generation Station | 5 | Natural Gas Fired Combustion Turbine | 60.5 | 43.4 | IPP Non-CHP
56218 | Coolidge Power LLC | 56948 | Coolidge Generation Station | 6 | Natural Gas Fired Combustion Turbine | 60.5 | 43.4 | IPP Non-CHP
56218 | Coolidge Power LLC | 56948 | Coolidge Generation Station | 7 | Natural Gas Fired Combustion Turbine | 60.5 | 43.4 | IPP Non-CHP
56218 | Coolidge Power LLC | 56948 | Coolidge Generation Station | 8 | Natural Gas Fired Combustion Turbine | 60.5 | 43.4 | IPP Non-CHP
56218 | Coolidge Power LLC | 56948 | Coolidge Generation Station | 9 | Natural Gas Fired Combustion Turbine | 60.5 | 43.4 | IPP Non-CHP
56221 | New England Confectionery Co Inc | 55999 | NECCO Co-Generation | GEN1 | Natural Gas Internal Combustion Engine | 2.9 | 2.8 | IPP CHP
56221 | New England Confectionery Co Inc | 55999 | NECCO Co-Generation | GEN2 | Natural Gas Internal Combustion Engine | 2.9 | 2.8 | IPP CHP
56222 | Bull Creek Wind LLC | 56956 | Bull Creek Wind | 001 | Onshore Wind Turbine | 180 | 180 | IPP Non-CHP
56225 | Clearwater Paper Corporation | 50637 | Clearwater Paper IPP Lewiston | GEN1 | Natural Gas Steam Turbine | 10 | 1 | Industrial CHP
56225 | Clearwater Paper Corporation | 50637 | Clearwater Paper IPP Lewiston | GEN2 | Natural Gas Steam Turbine | 10 | 3.3 | Industrial CHP
56225 | Clearwater Paper Corporation | 50637 | Clearwater Paper IPP Lewiston | GEN3 | Wood/Wood Waste Biomass | 28.8 | 25.2 | Industrial CHP
56225 | Clearwater Paper Corporation | 50637 | Clearwater Paper IPP Lewiston | GEN4 | Wood/Wood Waste Biomass | 65 | 24 | Industrial CHP
56225 | Clearwater Paper Corporation | 50638 | Clearwater Paper APP CB | GEN1 | Natural Gas Steam Turbine | 20 | 20 | Industrial CHP
56236 | West Deptford Energy LLC | 56963 | West Deptford Energy Station | E101 | Natural Gas Fired Combined Cycle | 225 | 193 | IPP Non-CHP
56236 | West Deptford Energy LLC | 56963 | West Deptford Energy Station | E102 | Natural Gas Fired Combined Cycle | 225 | 193 | IPP Non-CHP
56236 | West Deptford Energy LLC | 56963 | West Deptford Energy Station | STG1 | Natural Gas Fired Combined Cycle | 304 | 283.3 | IPP Non-CHP
56237 | QVC Inc | 56966 | QVC Inc | 1 | Solar Photovoltaic | 1 | 1.1 | IPP Non-CHP
56246 | Greensburg | 57118 | Greensburg Wind Farm LLC | GEN 1 | Onshore Wind Turbine | 12.5 | 12.5 | IPP Non-CHP
56249 | NGP Blue Mountain I LLC | 56982 | NGP Blue Mountain I LLC | BM1 | Geothermal | 21.3 | 13 | IPP Non-CHP
56249 | NGP Blue Mountain I LLC | 56982 | NGP Blue Mountain I LLC | BM2 | Geothermal | 21.3 | 13 | IPP Non-CHP
56249 | NGP Blue Mountain I LLC | 56982 | NGP Blue Mountain I LLC | BM3 | Geothermal | 21.3 | 13 | IPP Non-CHP
56261 | Iredell Transmission LLC | 56962 | Iredell County LFG Facility | 1 | Landfill Gas | 1.6 | 1.6 | IPP Non-CHP
56261 | Iredell Transmission LLC | 56962 | Iredell County LFG Facility | 2 | Landfill Gas | 1.6 | 1.6 | IPP Non-CHP
56266 | Green Gas Americas, Inc. | 56957 | Green Gas - Pioneer Crossing Energy, LLC | LFG1 | Landfill Gas | 1.6 | 1.6 | IPP Non-CHP
56266 | Green Gas Americas, Inc. | 56957 | Green Gas - Pioneer Crossing Energy, LLC | LFG2 | Landfill Gas | 1.6 | 1.6 | IPP Non-CHP
56266 | Green Gas Americas, Inc. | 56957 | Green Gas - Pioneer Crossing Energy, LLC | LFG3 | Landfill Gas | 1.6 | 1.6 | IPP Non-CHP
56266 | Green Gas Americas, Inc. | 56957 | Green Gas - Pioneer Crossing Energy, LLC | LFG4 | Landfill Gas | 1.6 | 1.6 | IPP Non-CHP
56266 | Green Gas Americas, Inc. | 56957 | Green Gas - Pioneer Crossing Energy, LLC | LFG5 | Landfill Gas | 1.6 | 1.6 | IPP Non-CHP
56266 | Green Gas Americas, Inc. | 59240 | Green Gas-Port Charlotte LLC | G1 | Landfill Gas | 1.5 | 1.4 | IPP Non-CHP
56266 | Green Gas Americas, Inc. | 59240 | Green Gas-Port Charlotte LLC | G2 | Landfill Gas | 1.5 | 1.4 | IPP Non-CHP
56267 | Bayonne Energy Center LLC | 56964 | Bayonne Energy Center | GT1 | Natural Gas Fired Combustion Turbine | 64 | 61.2 | IPP Non-CHP
56267 | Bayonne Energy Center LLC | 56964 | Bayonne Energy Center | GT2 | Natural Gas Fired Combustion Turbine | 64 | 59.4 | IPP Non-CHP
56267 | Bayonne Energy Center LLC | 56964 | Bayonne Energy Center | GT3 | Natural Gas Fired Combustion Turbine | 64 | 58.9 | IPP Non-CHP
56267 | Bayonne Energy Center LLC | 56964 | Bayonne Energy Center | GT4 | Natural Gas Fired Combustion Turbine | 64 | 59.7 | IPP Non-CHP
56267 | Bayonne Energy Center LLC | 56964 | Bayonne Energy Center | GT5 | Natural Gas Fired Combustion Turbine | 64 | 59.4 | IPP Non-CHP
56267 | Bayonne Energy Center LLC | 56964 | Bayonne Energy Center | GT6 | Natural Gas Fired Combustion Turbine | 64 | 59.9 | IPP Non-CHP
56267 | Bayonne Energy Center LLC | 56964 | Bayonne Energy Center | GT7 | Natural Gas Fired Combustion Turbine | 64 | 60.5 | IPP Non-CHP
56267 | Bayonne Energy Center LLC | 56964 | Bayonne Energy Center | GT8 | Natural Gas Fired Combustion Turbine | 64 | 60.9 | IPP Non-CHP
56268 | City of Rock Island | 56978 | Sears Hydroelectric Plant | 1 | Conventional Hydroelectric | 0.4 | 0.3 | IPP Non-CHP
56268 | City of Rock Island | 56978 | Sears Hydroelectric Plant | 2 | Conventional Hydroelectric | 0.4 | 0.3 | IPP Non-CHP
56268 | City of Rock Island | 56978 | Sears Hydroelectric Plant | 3 | Conventional Hydroelectric | 0.3 | 0.3 | IPP Non-CHP
56268 | City of Rock Island | 56978 | Sears Hydroelectric Plant | 4 | Conventional Hydroelectric | 0.3 | 0.3 | IPP Non-CHP
56271 | Duke Energy DEGS Happy Jack | 56960 | Happy Jack Windpower Project | HJW01 | Onshore Wind Turbine | 29.4 | 29.4 | IPP Non-CHP
56272 | Duke Energy DEGS Notrees | 56961 | Notrees Windpower | BATT | Batteries | 36 | 36 | IPP Non-CHP
56272 | Duke Energy DEGS Notrees | 56961 | Notrees Windpower | GE | Onshore Wind Turbine | 60 | 60 | IPP Non-CHP
56272 | Duke Energy DEGS Notrees | 56961 | Notrees Windpower | VESTA | Onshore Wind Turbine | 92.5 | 92.5 | IPP Non-CHP
56273 | Duke Energy DEGS Ocotillo | 56959 | Ocotillo Windpower | OWF | Onshore Wind Turbine | 58.8 | 58.8 | IPP Non-CHP
56275 | El Cajon Energy LLC | 57001 | El Cajon Energy Center | GEN1 | Natural Gas Fired Combustion Turbine | 49.9 | 43.5 | IPP Non-CHP
56284 | MF Mesa Lane LLC | 56993 | MF Mesa Lane LLC | MESA | Solar Photovoltaic | 3 | 1.5 | IPP Non-CHP
56285 | Smoky Hills Wind Project II LLC | 56985 | Smoky Hills Wind Project Phase II | SMKII | Onshore Wind Turbine | 148.5 | 148.5 | IPP Non-CHP
56289 | International Paper Corporation | 50191 | IP Springfield Oregon | TG1 | Wood/Wood Waste Biomass | 7.5 | 7.5 | Industrial CHP
56289 | International Paper Corporation | 50191 | IP Springfield Oregon | TG2 | Wood/Wood Waste Biomass | 5 | 5 | Industrial CHP
56289 | International Paper Corporation | 50191 | IP Springfield Oregon | TG3 | Wood/Wood Waste Biomass | 12.5 | 12.5 | Industrial CHP
56289 | International Paper Corporation | 50191 | IP Springfield Oregon | TG4 | Wood/Wood Waste Biomass | 40 | 33 | Industrial CHP
56291 | International Paper Co. | 54752 | Weyerhaeuser Pine Hill Operations | NO1 | Wood/Wood Waste Biomass | 40 | 40 | Industrial CHP
56291 | International Paper Co. | 54752 | Weyerhaeuser Pine Hill Operations | NO2 | Wood/Wood Waste Biomass | 37.4 | 34.8 | Industrial CHP
56293 | DTE Stoneman LLC | 4146 | E J Stoneman Station | 1 | Wood/Wood Waste Biomass | 18 | 15 | IPP Non-CHP
56293 | DTE Stoneman LLC | 4146 | E J Stoneman Station | 2 | Wood/Wood Waste Biomass | 35 | 35 | IPP Non-CHP
56294 | SunE WG113 Moreno Valley LLC | 57004 | SunEdison Walgreens Moreno Valley | 1 | Solar Photovoltaic | 1 | 0.9 | IPP Non-CHP
56296 | SunE WG45 Woodland LLC | 57006 | Walgreens Woodland Distribution Center | 1 | Solar Photovoltaic | 1 | 0.9 | IPP Non-CHP
56297 | SunE CPA CDC2 LLC | 57007 | SunEdison Ironwood State Prison | 1 | Solar Photovoltaic | 1 | 0.9 | IPP Non-CHP
56300 | SunE KHL55 San Bernardino LLC | 57009 | Kohls San Bernardino Solar Facility | 1 | Solar Photovoltaic | 1 | 0.9 | IPP Non-CHP
56302 | SunE CPA CDC1 LLC | 57011 | Chuckawalla Valley State Prison | 1 | Solar Photovoltaic | 1 | 0.9 | IPP Non-CHP
56304 | Air Products LLC | 55309 | Air Products Port Arthur | GEN 5 | Natural Gas Fired Combustion Turbine | 32.8 | 32.8 | Industrial CHP
56304 | Air Products LLC | 55309 | Air Products Port Arthur | GEN1 | Natural Gas Fired Combustion Turbine | 37.6 | 33.2 | Industrial CHP
56304 | Air Products LLC | 55309 | Air Products Port Arthur | GEN3 | Natural Gas Fired Combined Cycle | 20.5 | 20.5 | Industrial CHP
56304 | Air Products LLC | 55309 | Air Products Port Arthur | GEN4 | Natural Gas Fired Combined Cycle | 78.2 | 72.4 | Industrial CHP
56305 | Eel River Power LLC | 50049 | Eel River Power | GEN1 | Wood/Wood Waste Biomass | 12.5 | 13 | Industrial CHP
56305 | Eel River Power LLC | 50049 | Eel River Power | GEN2 | Wood/Wood Waste Biomass | 12.5 | 13 | Industrial CHP
56305 | Eel River Power LLC | 50049 | Eel River Power | GEN3 | Wood/Wood Waste Biomass | 7.5 | 7.5 | Industrial CHP
56306 | DeKalb County GA | 57013 | DeKalb County Green Energy Facility | 1 | Landfill Gas | 1.6 | 1.6 | Commercial Non-CHP
56306 | DeKalb County GA | 57013 | DeKalb County Green Energy Facility | 2 | Landfill Gas | 1.6 | 1.6 | Commercial Non-CHP
56310 | Boise White Paper LLC | 55044 | Boise Cascade Pulp & Paper Mill | STG1 | Natural Gas Steam Turbine | 18 | 17.8 | Industrial CHP
56316 | Covanta WBH LLC | 50660 | Covanta WBH LLC | GEN1 | Municipal Solid Waste | 16.8 | 15.6 | Industrial CHP
56318 | SCE Engineers | 55885 | Montgomery County Oaks LFGE Plant | CAT35 | Landfill Gas | 1.6 | 1.5 | IPP Non-CHP
56318 | SCE Engineers | 55885 | Montgomery County Oaks LFGE Plant | GEJGC | Landfill Gas | 0.8 | 0.8 | IPP Non-CHP
56344 | Allete Clean Energy | 57044 | Armenia Mountain Wind Farm | 1 | Onshore Wind Turbine | 100.5 | 100.5 | IPP Non-CHP
56351 | Denton Power LLC | 57071 | Denton Power LLC | 1 | Landfill Gas | 1.6 | 1.6 | IPP Non-CHP
56352 | GenConn Devon LLC | 57070 | GenConn Devon LLC | 15 | Petroleum Liquids | 60.5 | 46.9 | IPP Non-CHP
56352 | GenConn Devon LLC | 57070 | GenConn Devon LLC | 16 | Petroleum Liquids | 60.5 | 46.9 | IPP Non-CHP
56352 | GenConn Devon LLC | 57070 | GenConn Devon LLC | 17 | Petroleum Liquids | 60.5 | 46.9 | IPP Non-CHP
56352 | GenConn Devon LLC | 57070 | GenConn Devon LLC | 18 | Petroleum Liquids | 60.5 | 46.9 | IPP Non-CHP
56353 | Twin Cities Hydro LLC | 57069 | Twin Cities Hydro LLC | 1 | Conventional Hydroelectric | 4.5 | 4.5 | IPP Non-CHP
56353 | Twin Cities Hydro LLC | 57069 | Twin Cities Hydro LLC | 2 | Conventional Hydroelectric | 4.5 | 4.5 | IPP Non-CHP
56353 | Twin Cities Hydro LLC | 57069 | Twin Cities Hydro LLC | 3 | Conventional Hydroelectric | 4.5 | 4.5 | IPP Non-CHP
56353 | Twin Cities Hydro LLC | 57069 | Twin Cities Hydro LLC | 4 | Conventional Hydroelectric | 4.5 | 4.5 | IPP Non-CHP
56354 | GenConn Middletown LLC | 57068 | GenConn Middletown LLC | 12 | Petroleum Liquids | 60.5 | 48.5 | IPP Non-CHP
56354 | GenConn Middletown LLC | 57068 | GenConn Middletown LLC | 13 | Petroleum Liquids | 60.5 | 48.5 | IPP Non-CHP
56354 | GenConn Middletown LLC | 57068 | GenConn Middletown LLC | 14 | Petroleum Liquids | 60.5 | 48.5 | IPP Non-CHP
56354 | GenConn Middletown LLC | 57068 | GenConn Middletown LLC | 15 | Petroleum Liquids | 60.5 | 48.5 | IPP Non-CHP
56355 | LES Project Holdings LLC | 52051 | I 95 Municipal Landfill Phase I | UNT1 | Landfill Gas | 0.8 | 0.8 | IPP Non-CHP
56355 | LES Project Holdings LLC | 52051 | I 95 Municipal Landfill Phase I | UNT2 | Landfill Gas | 0.8 | 0.8 | IPP Non-CHP
56355 | LES Project Holdings LLC | 52051 | I 95 Municipal Landfill Phase I | UNT3 | Landfill Gas | 0.8 | 0.8 | IPP Non-CHP
56355 | LES Project Holdings LLC | 52051 | I 95 Municipal Landfill Phase I | UNT4 | Landfill Gas | 0.8 | 0.8 | IPP Non-CHP
56355 | LES Project Holdings LLC | 54536 | Sumpter Energy Associates | 0201 | Landfill Gas | 0.8 | 0.8 | IPP Non-CHP
56355 | LES Project Holdings LLC | 54536 | Sumpter Energy Associates | 0202 | Landfill Gas | 0.8 | 0.8 | IPP Non-CHP
56355 | LES Project Holdings LLC | 54536 | Sumpter Energy Associates | 0203 | Landfill Gas | 0.8 | 0.8 | IPP Non-CHP
56355 | LES Project Holdings LLC | 54536 | Sumpter Energy Associates | 0204 | Landfill Gas | 0.8 | 0.8 | IPP Non-CHP
56355 | LES Project Holdings LLC | 54536 | Sumpter Energy Associates | 0205 | Landfill Gas | 0.8 | 0.8 | IPP Non-CHP
56355 | LES Project Holdings LLC | 54536 | Sumpter Energy Associates | 0386 | Landfill Gas | 0.8 | 0.8 | IPP Non-CHP
56355 | LES Project Holdings LLC | 54536 | Sumpter Energy Associates | 0388 | Landfill Gas | 0.8 | 0.8 | IPP Non-CHP
56355 | LES Project Holdings LLC | 54536 | Sumpter Energy Associates | 0389 | Landfill Gas | 0.8 | 0.8 | IPP Non-CHP
56355 | LES Project Holdings LLC | 54536 | Sumpter Energy Associates | 0392 | Landfill Gas | 0.8 | 0.8 | IPP Non-CHP
56355 | LES Project Holdings LLC | 54536 | Sumpter Energy Associates | 0435 | Landfill Gas | 0.8 | 0.8 | IPP Non-CHP
56355 | LES Project Holdings LLC | 54536 | Sumpter Energy Associates | 0437 | Landfill Gas | 0.8 | 0.8 | IPP Non-CHP
56355 | LES Project Holdings LLC | 54536 | Sumpter Energy Associates | 0440 | Landfill Gas | 0.8 | 0.8 | IPP Non-CHP
56355 | LES Project Holdings LLC | 54536 | Sumpter Energy Associates | 0447 | Landfill Gas | 0.8 | 0.8 | IPP Non-CHP
56355 | LES Project Holdings LLC | 54536 | Sumpter Energy Associates | 0464 | Landfill Gas | 0.8 | 0.8 | IPP Non-CHP
56355 | LES Project Holdings LLC | 54536 | Sumpter Energy Associates | 0467 | Landfill Gas | 0.8 | 0.8 | IPP Non-CHP
56355 | LES Project Holdings LLC | 54723 | I 95 Landfill Phase II | UNT1 | Landfill Gas | 0.8 | 0.8 | IPP Non-CHP
56355 | LES Project Holdings LLC | 54723 | I 95 Landfill Phase II | UNT2 | Landfill Gas | 0.8 | 0.8 | IPP Non-CHP
56355 | LES Project Holdings LLC | 54723 | I 95 Landfill Phase II | UNT3 | Landfill Gas | 0.8 | 0.8 | IPP Non-CHP
56355 | LES Project Holdings LLC | 54723 | I 95 Landfill Phase II | UNT4 | Landfill Gas | 0.8 | 0.8 | IPP Non-CHP
56355 | LES Project Holdings LLC | 54903 | Adrian Energy Associates LLC | UNT1 | Landfill Gas | 0.8 | 0.8 | IPP Non-CHP
56355 | LES Project Holdings LLC | 54903 | Adrian Energy Associates LLC | UNT2 | Landfill Gas | 0.8 | 0.8 | IPP Non-CHP
56355 | LES Project Holdings LLC | 54903 | Adrian Energy Associates LLC | UNT3 | Landfill Gas | 0.8 | 0.8 | IPP Non-CHP
56355 | LES Project Holdings LLC | 54980 | Ocean County Landfill | UNT1 | Landfill Gas | 0.8 | 0.8 | IPP Non-CHP
56355 | LES Project Holdings LLC | 54980 | Ocean County Landfill | UNT10 | Landfill Gas | 1.6 | 1.5 | IPP Non-CHP
56355 | LES Project Holdings LLC | 54980 | Ocean County Landfill | UNT11 | Landfill Gas | 1.6 | 1.5 | IPP Non-CHP
56355 | LES Project Holdings LLC | 54980 | Ocean County Landfill | UNT12 | Landfill Gas | 1.6 | 1.5 | IPP Non-CHP
56355 | LES Project Holdings LLC | 54980 | Ocean County Landfill | UNT2 | Landfill Gas | 0.8 | 0.8 | IPP Non-CHP
56355 | LES Project Holdings LLC | 54980 | Ocean County Landfill | UNT3 | Landfill Gas | 0.8 | 0.8 | IPP Non-CHP
56355 | LES Project Holdings LLC | 54980 | Ocean County Landfill | UNT4 | Landfill Gas | 0.8 | 0.8 | IPP Non-CHP
56355 | LES Project Holdings LLC | 54980 | Ocean County Landfill | UNT5 | Landfill Gas | 0.8 | 0.8 | IPP Non-CHP
56355 | LES Project Holdings LLC | 54980 | Ocean County Landfill | UNT6 | Landfill Gas | 0.8 | 0.8 | IPP Non-CHP
56355 | LES Project Holdings LLC | 54980 | Ocean County Landfill | UNT7 | Landfill Gas | 1.6 | 1.5 | IPP Non-CHP
56355 | LES Project Holdings LLC | 54980 | Ocean County Landfill | UNT8 | Landfill Gas | 1.6 | 1.5 | IPP Non-CHP
56355 | LES Project Holdings LLC | 54980 | Ocean County Landfill | UNT9 | Landfill Gas | 1.6 | 1.5 | IPP Non-CHP
56355 | LES Project Holdings LLC | 54989 | Pine Tree Acres | GEN1 | Landfill Gas | 0.8 | 0.8 | IPP Non-CHP
56355 | LES Project Holdings LLC | 54989 | Pine Tree Acres | GEN2 | Landfill Gas | 0.8 | 0.8 | IPP Non-CHP
56355 | LES Project Holdings LLC | 54989 | Pine Tree Acres | GEN3 | Landfill Gas | 0.8 | 0.8 | IPP Non-CHP
56355 | LES Project Holdings LLC | 54989 | Pine Tree Acres | GEN4 | Landfill Gas | 0.8 | 0.8 | IPP Non-CHP
56355 | LES Project Holdings LLC | 54989 | Pine Tree Acres | GEN5 | Landfill Gas | 0.8 | 0.8 | IPP Non-CHP
56355 | LES Project Holdings LLC | 54989 | Pine Tree Acres | GEN6 | Landfill Gas | 0.8 | 0.8 | IPP Non-CHP
56355 | LES Project Holdings LLC | 54989 | Pine Tree Acres | GEN7 | Landfill Gas | 0.8 | 0.8 | IPP Non-CHP
56355 | LES Project Holdings LLC | 54989 | Pine Tree Acres | GEN8 | Landfill Gas | 1.6 | 1.6 | IPP Non-CHP
56355 | LES Project Holdings LLC | 54989 | Pine Tree Acres | GEN9 | Landfill Gas | 1.6 | 1.6 | IPP Non-CHP
56355 | LES Project Holdings LLC | 56554 | Salt Lake Energy Systems | Unit1 | Landfill Gas | 0.8 | 0.8 | IPP Non-CHP
56355 | LES Project Holdings LLC | 56554 | Salt Lake Energy Systems | Unit2 | Landfill Gas | 0.8 | 0.8 | IPP Non-CHP
56355 | LES Project Holdings LLC | 56554 | Salt Lake Energy Systems | Unit3 | Landfill Gas | 1.6 | 1.5 | IPP Non-CHP
56355 | LES Project Holdings LLC | 57123 | Trail Ridge Landfill Gas Recovery | 1 | Landfill Gas | 1.6 | 1.5 | IPP Non-CHP
56355 | LES Project Holdings LLC | 57123 | Trail Ridge Landfill Gas Recovery | 2 | Landfill Gas | 1.6 | 1.5 | IPP Non-CHP
56355 | LES Project Holdings LLC | 57123 | Trail Ridge Landfill Gas Recovery | 3 | Landfill Gas | 1.6 | 1.5 | IPP Non-CHP
56355 | LES Project Holdings LLC | 57123 | Trail Ridge Landfill Gas Recovery | 4 | Landfill Gas | 1.6 | 1.5 | IPP Non-CHP
56355 | LES Project Holdings LLC | 57123 | Trail Ridge Landfill Gas Recovery | 5 | Landfill Gas | 1.6 | 1.5 | IPP Non-CHP
56355 | LES Project Holdings LLC | 57123 | Trail Ridge Landfill Gas Recovery | 6 | Landfill Gas | 1.6 | 1.5 | IPP Non-CHP
56358 | CAMS NM LLC | 56458 | Hobbs Generating Station | GT1 | Natural Gas Fired Combined Cycle | 196.9 | 160.9 | IPP Non-CHP
56358 | CAMS NM LLC | 56458 | Hobbs Generating Station | GT2 | Natural Gas Fired Combined Cycle | 196.9 | 154.2 | IPP Non-CHP
56358 | CAMS NM LLC | 56458 | Hobbs Generating Station | ST3 | Natural Gas Fired Combined Cycle | 264.6 | 252.8 | IPP Non-CHP
56364 | United States Steel Granite City Works | 57072 | Granite City Works | G-1 | Other Gases | 78 | 78 | Industrial CHP
56365 | NaturEner Glacier Wind Energy 1 LLC | 57049 | NaturEner Glacier Wind Energy 1 | NGW1 | Onshore Wind Turbine | 106.5 | 104.2 | IPP Non-CHP
56366 | NaturEner Glacier Wind Energy 2 LLC | 57050 | NaturEner Glacier Wind Energy 2 | NGW2 | Onshore Wind Turbine | 103.5 | 100 | IPP Non-CHP
56367 | Columbus Water Works | 57076 | South Columbus Water Resource Facility | GEN1 | Other Waste Biomass | 1.8 | 1.8 | Commercial CHP
56367 | Columbus Water Works | 57076 | South Columbus Water Resource Facility | GEN2 | Other Waste Biomass | 1.8 | 1.8 | Commercial CHP
56369 | Truckee Meadows Water Authority | 6513 | Fleish | 1 | Conventional Hydroelectric | 2 | 2.5 | IPP Non-CHP
56369 | Truckee Meadows Water Authority | 6531 | Verdi | 1 | Conventional Hydroelectric | 2.4 | 2.1 | IPP Non-CHP
56369 | Truckee Meadows Water Authority | 6532 | Washoe | 1 | Conventional Hydroelectric | 1.3 | 0.9 | IPP Non-CHP
56369 | Truckee Meadows Water Authority | 6532 | Washoe | 2 | Conventional Hydroelectric | 1.3 | 0.9 | IPP Non-CHP
56372 | Stillwater Hydro Associates LLC | 54395 | Stillwater Hydro Electric Project | 1 | Conventional Hydroelectric | 1.7 | 1.7 | IPP Non-CHP
56372 | Stillwater Hydro Associates LLC | 54395 | Stillwater Hydro Electric Project | 2 | Conventional Hydroelectric | 1.7 | 1.7 | IPP Non-CHP
56375 | Graphic Packaging International Inc | 54561 | Jefferson Smurfit Santa Clara Mill | GT-G | Natural Gas Fired Combined Cycle | 24 | 23 | IPP CHP
56375 | Graphic Packaging International Inc | 54561 | Jefferson Smurfit Santa Clara Mill | ST-G | Natural Gas Fired Combined Cycle | 3 | 3 | IPP CHP
56377 | Duke Energy DEGS Silver Sage Wndpwr LLC | 57091 | Silver Sage Windpower | SSW01 | Onshore Wind Turbine | 42 | 42 | IPP Non-CHP
56378 | Duke Energy DEGS Campbell Hill | 57090 | Campbell Hill Windpower | CHWF | Onshore Wind Turbine | 99 | 99 | IPP Non-CHP
56380 | EIF Channelview Cogeneration LLC | 55187 | Channelview Cogeneration Plant | GT1 | Natural Gas Fired Combined Cycle | 192.1 | 172 | IPP CHP
56380 | EIF Channelview Cogeneration LLC | 55187 | Channelview Cogeneration Plant | GT2 | Natural Gas Fired Combined Cycle | 192.1 | 172 | IPP CHP
56380 | EIF Channelview Cogeneration LLC | 55187 | Channelview Cogeneration Plant | GT3 | Natural Gas Fired Combined Cycle | 192.1 | 172 | IPP CHP
56380 | EIF Channelview Cogeneration LLC | 55187 | Channelview Cogeneration Plant | GT4 | Natural Gas Fired Combined Cycle | 192.1 | 172 | IPP CHP
56380 | EIF Channelview Cogeneration LLC | 55187 | Channelview Cogeneration Plant | ST1 | Natural Gas Fired Combined Cycle | 149.9 | 145 | IPP CHP
56381 | Enel Cove Fort LLC | 58570 | Enel Cove Fort | 1-G1A | Geothermal | 12.5 | 12.5 | IPP Non-CHP
56381 | Enel Cove Fort LLC | 58570 | Enel Cove Fort | 2-GIA | Geothermal | 12.5 | 12.5 | IPP Non-CHP
56383 | Geneva Wood Fuels Inc | 55034 | Geneva Wood Fuels Inc | 0001 | Wood/Wood Waste Biomass | 1.3 | 0.4 | Industrial CHP
56383 | Geneva Wood Fuels Inc | 55034 | Geneva Wood Fuels Inc | 0002 | Wood/Wood Waste Biomass | 0.7 | 0.5 | Industrial CHP
56385 | Duke Energy DEGS North Allegheny | 56651 | North Allegheny Windpower Project | 1 | Onshore Wind Turbine | 70 | 70 | IPP Non-CHP
56386 | NAEA Rock Springs LLC | 7835 | NAEA Rock Springs LLC | 1 | Natural Gas Fired Combustion Turbine | 198.9 | 162.1 | IPP Non-CHP
56386 | NAEA Rock Springs LLC | 7835 | NAEA Rock Springs LLC | 2 | Natural Gas Fired Combustion Turbine | 175.9 | 161.4 | IPP Non-CHP
56386 | NAEA Rock Springs LLC | 7835 | NAEA Rock Springs LLC | 3 | Natural Gas Fired Combustion Turbine | 198.9 | 163.6 | IPP Non-CHP
56386 | NAEA Rock Springs LLC | 7835 | NAEA Rock Springs LLC | 4 | Natural Gas Fired Combustion Turbine | 198.9 | 166.4 | IPP Non-CHP
56389 | Doyon Utilities - Ft. Wainwright | 50308 | Utility Plants Section | GEN1 | Conventional Steam Coal | 5 | 24 | Electric Utility
56389 | Doyon Utilities - Ft. Wainwright | 50308 | Utility Plants Section | GEN3 | Conventional Steam Coal | 5 |  | Electric Utility
56389 | Doyon Utilities - Ft. Wainwright | 50308 | Utility Plants Section | GEN4 | Conventional Steam Coal | 5 |  | Electric Utility
56389 | Doyon Utilities - Ft. Wainwright | 50308 | Utility Plants Section | GEN5 | Conventional Steam Coal | 5 |  | Electric Utility
56392 | Chalmette Refining LLC | 50626 | Chalmette Refining LLC | GEN1 | All Other | 5.7 | 1.7 | Industrial Non-CHP
56394 | Chevron USA | 57093 | Casper Wind Farm | CWGT | Onshore Wind Turbine | 17 | 17 | IPP Non-CHP
56395 | J&A-Whittier LLC | 57102 | Whittier LFG Power Plant #1 | EN01 | Landfill Gas | 1.1 | 1 | IPP CHP
56395 | J&A-Whittier LLC | 57102 | Whittier LFG Power Plant #1 | EN02 | Landfill Gas | 1.1 | 1 | IPP CHP
56396 | J&A-Santa Maria LLC | 57100 | Santa Maria LFG Power Plant | EN01 | Landfill Gas | 1.1 | 1 | IPP CHP
56397 | J&A-Santa Maria II LLC | 57101 | J&A-Santa Maria II LLC | 1 | Landfill Gas | 1.4 | 1.4 | IPP CHP
56401 | NAEA Energy Massachusetts LLC | 1631 | Doreen | DORE | Petroleum Liquids | 21.1 | 15.8 | IPP Non-CHP
56401 | NAEA Energy Massachusetts LLC | 1634 | Gardners Falls | GF2 | Conventional Hydroelectric | 0.4 | 0.4 | IPP Non-CHP
56401 | NAEA Energy Massachusetts LLC | 1634 | Gardners Falls | GF3 | Conventional Hydroelectric | 0.9 | 0.9 | IPP Non-CHP
56401 | NAEA Energy Massachusetts LLC | 1634 | Gardners Falls | GF4 | Conventional Hydroelectric | 0.9 | 0.9 | IPP Non-CHP
56401 | NAEA Energy Massachusetts LLC | 1634 | Gardners Falls | GF5 | Conventional Hydroelectric | 1.3 | 1.6 | IPP Non-CHP
56401 | NAEA Energy Massachusetts LLC | 1637 | Putts Bridge | PB2 | Conventional Hydroelectric | 1.6 | 1.8 | IPP Non-CHP
56401 | NAEA Energy Massachusetts LLC | 1637 | Putts Bridge | PB3 | Conventional Hydroelectric | 1.6 | 1.8 | IPP Non-CHP
56401 | NAEA Energy Massachusetts LLC | 1638 | Redbridge | RB3 | Conventional Hydroelectric | 1.8 | 1.7 | IPP Non-CHP
56401 | NAEA Energy Massachusetts LLC | 1638 | Redbridge | RB4 | Conventional Hydroelectric | 1.8 | 2.3 | IPP Non-CHP
56401 | NAEA Energy Massachusetts LLC | 1642 | NAEA Energy Massachusetts LLC | 3 | Natural Gas Steam Turbine | 113.6 | 94.3 | IPP Non-CHP
56401 | NAEA Energy Massachusetts LLC | 1642 | NAEA Energy Massachusetts LLC | GT-1 | Natural Gas Fired Combustion Turbine | 60 | 36.9 | IPP Non-CHP
56401 | NAEA Energy Massachusetts LLC | 1642 | NAEA Energy Massachusetts LLC | GT-2 | Natural Gas Fired Combustion Turbine | 60 | 37.4 | IPP Non-CHP
56401 | NAEA Energy Massachusetts LLC | 1642 | NAEA Energy Massachusetts LLC | WS10 | Petroleum Liquids | 17 | 17.1 | IPP Non-CHP
56401 | NAEA Energy Massachusetts LLC | 1643 | Woodland Road | WOOD | Petroleum Liquids | 20.4 | 15.8 | IPP Non-CHP
56401 | NAEA Energy Massachusetts LLC | 6378 | Dwight | DW2 | Conventional Hydroelectric | 0.4 | 0.4 | IPP Non-CHP
56401 | NAEA Energy Massachusetts LLC | 6378 | Dwight | DW3 | Conventional Hydroelectric | 0.4 | 0.4 | IPP Non-CHP
56401 | NAEA Energy Massachusetts LLC | 6378 | Dwight | DW4 | Conventional Hydroelectric | 0.4 | 0.5 | IPP Non-CHP
56401 | NAEA Energy Massachusetts LLC | 6379 | Indian Orchard | IO3 | Conventional Hydroelectric | 1.5 | 1.5 | IPP Non-CHP
56401 | NAEA Energy Massachusetts LLC | 6379 | Indian Orchard | IO4 | Conventional Hydroelectric | 2.2 | 2.2 | IPP Non-CHP
56402 | Covanta Maine LLC | 10765 | Indeck Jonesboro Energy Center | GEN1 | Wood/Wood Waste Biomass | 27.5 | 20.2 | IPP Non-CHP
56402 | Covanta Maine LLC | 10766 | Indeck West Enfield Energy Center | GEN1 | Wood/Wood Waste Biomass | 27.5 | 20.4 | IPP Non-CHP
56406 | Newark America | 57103 | Newark America Mill | 1 | Natural Gas Steam Turbine | 6.3 | 3 | Industrial CHP
56409 | Milford Wind Corridor Stage II LLC | 57107 | Milford Wind Corridor Stage II LLC | 1 | Onshore Wind Turbine | 102 | 102 | IPP Non-CHP
56410 | Mesalands Community College | 57106 | Mesalands Comm College Wind Turbine | 1 | Onshore Wind Turbine | 1.5 | 1.5 | Commercial Non-CHP
56412 | IPA Operations Inc - Armstrong | 55347 | Armstrong | 1 | Natural Gas Fired Combustion Turbine | 172 | 155.4 | IPP Non-CHP
56412 | IPA Operations Inc - Armstrong | 55347 | Armstrong | 2 | Natural Gas Fired Combustion Turbine | 172 | 155.3 | IPP Non-CHP
56412 | IPA Operations Inc - Armstrong | 55347 | Armstrong | 3 | Natural Gas Fired Combustion Turbine | 172 | 146.4 | IPP Non-CHP
56412 | IPA Operations Inc - Armstrong | 55347 | Armstrong | 4 | Natural Gas Fired Combustion Turbine | 172 | 146 | IPP Non-CHP
56413 | Koda Energy LLC | 57119 | Koda Biomass Plant | 2222 | Other Waste Biomass | 23.4 | 20.3 | IPP CHP
56414 | Ashtabula Wind II LLC | 57121 | Ashtabula Wind II LLC | 1 | Onshore Wind Turbine | 120 | 120 | IPP Non-CHP
56415 | Wilton Wind II LLC | 57120 | Wilton Wind II LLC | 1 | Onshore Wind Turbine | 49.5 | 49.5 | IPP Non-CHP
56416 | Blue Canyon Windpower V LLC | 57108 | Blue Canyon Windpower V LLC | GEN 1 | Onshore Wind Turbine | 99 | 99 | IPP Non-CHP
56417 | Meadow Lake Wind Farm LLC | 57109 | Meadow Lake Wind Farm LLC | GEN 1 | Onshore Wind Turbine | 199.7 | 199.7 | IPP Non-CHP
56418 | Blackstone Wind Farm LLC | 57110 | Blackstone Wind Farm LLC | GEN 1 | Onshore Wind Turbine | 102 | 102 | IPP Non-CHP
56419 | Lost Lakes Wind Farm LLC | 57111 | Lost Lakes Wind Farm LLC | GEN 1 | Onshore Wind Turbine | 100 | 100 | IPP Non-CHP
56420 | Meadow Lake Wind Farm II LLC | 57112 | Meadow Lake Wind Farm II LLC | GEN1 | Onshore Wind Turbine | 99 | 99 | IPP Non-CHP
56421 | Blackstone Wind Farm II LLC | 57113 | Blackstone Wind Farm II LLC | GEN 1 | Onshore Wind Turbine | 200 | 200 | IPP Non-CHP
56423 | Meadow Lake Wind Farm III LLC | 57115 | Meadow Lake Wind Farm III LLC | GEN 1 | Onshore Wind Turbine | 103.5 | 103.5 | IPP Non-CHP
56427 | University of California Irvine | 57122 | UCI Facilities Management Central Plant | CTG1 | Natural Gas Fired Combined Cycle | 13.5 | 13.5 | Commercial CHP
56427 | University of California Irvine | 57122 | UCI Facilities Management Central Plant | STG1 | Natural Gas Fired Combined Cycle | 5.5 | 5.5 | Commercial CHP
56431 | SunE U6 Holdings LLC | 56922 | WWRF Solar Plant | EAST | Solar Photovoltaic | 0.5 | 0.4 | IPP Non-CHP
56431 | SunE U6 Holdings LLC | 56922 | WWRF Solar Plant | WEST | Solar Photovoltaic | 1.2 | 0.9 | IPP Non-CHP
56431 | SunE U6 Holdings LLC | 57005 | Mariani Packing Vacaville Solar | 1 | Solar Photovoltaic | 1 | 0.9 | IPP Non-CHP
56431 | SunE U6 Holdings LLC | 57008 | SunEdison Procter & Gamble Oxnard | 1 | Solar Photovoltaic | 1 | 0.8 | IPP Non-CHP
56434 | SunE M5 Holdings LLC | 57010 | SunEdison Anheuser Busch Fairfield | 1 | Solar Photovoltaic | 1 | 0.9 | IPP Non-CHP
56434 | SunE M5 Holdings LLC | 57012 | SunEdison Walmart Apple Valley DC | 1 | Solar Photovoltaic | 1 | 0.9 | IPP Non-CHP
56437 | Heritage Stoney Corners Wind Farm I LLC | 57131 | Stoney Corners Wind Farm | SCWF1 | Onshore Wind Turbine | 60 | 59 | IPP Non-CHP
56439 | Beaver Ridge Wind LLC | 57130 | Beaver Ridge Wind | BR1 | Onshore Wind Turbine | 4.5 | 4.5 | IPP Non-CHP
56440 | G2 Energy LLC | 57128 | G2 Energy Marion LLC | 357 | Landfill Gas | 1.6 | 1.5 | IPP Non-CHP
56440 | G2 Energy LLC | 57128 | G2 Energy Marion LLC | 358 | Landfill Gas | 1.6 | 1.5 | IPP Non-CHP
56440 | G2 Energy LLC | 57128 | G2 Energy Marion LLC | 360 | Landfill Gas | 0.8 | 0.8 | IPP Non-CHP
56440 | G2 Energy LLC | 57133 | G2 Energy Ostrom Road LLC | 359 | Landfill Gas | 1.6 | 1.5 | IPP Non-CHP
56440 | G2 Energy LLC | 57133 | G2 Energy Ostrom Road LLC | 361 | Landfill Gas | 1.6 | 1.5 | IPP Non-CHP
56440 | G2 Energy LLC | 58320 | G2 Energy Hay Rd | 362 | Landfill Gas | 1.6 | 1.5 | IPP Non-CHP
56448 | Red Shield Acquisition LLC | 10700 | Red Shield Envir Old Town Facility | TG4 | Wood/Wood Waste Biomass | 12.5 | 7.5 | Industrial CHP
56448 | Red Shield Acquisition LLC | 10700 | Red Shield Envir Old Town Facility | TG6 | Wood/Wood Waste Biomass | 16 | 14 | Industrial CHP
56466 | Juniper Generation LLC | 10635 | Corona Cogen | GEN1 | Natural Gas Fired Combustion Turbine | 47 | 40 | IPP CHP
56466 | Juniper Generation LLC | 10649 | Bear Mountain Cogen | GEN1 | Natural Gas Fired Combustion Turbine | 46 | 46 | IPP CHP
56466 | Juniper Generation LLC | 10650 | Badger Creek Cogen | GEN1 | Natural Gas Fired Combustion Turbine | 46 | 46 | IPP CHP
56466 | Juniper Generation LLC | 50003 | Chalk Cliff Cogen | GEN1 | Natural Gas Fired Combustion Turbine | 46 | 46 | IPP CHP
56466 | Juniper Generation LLC | 50493 | Double C | DC1 | Natural Gas Fired Combustion Turbine | 24.9 | 23 | IPP Non-CHP
56466 | Juniper Generation LLC | 50493 | Double C | DC2 | Natural Gas Fired Combustion Turbine | 24.9 | 23 | IPP Non-CHP
56466 | Juniper Generation LLC | 50494 | Kern Front | KF1 | Natural Gas Fired Combustion Turbine | 24.9 | 23 | IPP Non-CHP
56466 | Juniper Generation LLC | 50494 | Kern Front | KF2 | Natural Gas Fired Combustion Turbine | 24.9 | 23 | IPP Non-CHP
56466 | Juniper Generation LLC | 50495 | High Sierra | HS1 | Natural Gas Fired Combustion Turbine | 24.9 | 23 | IPP CHP
56466 | Juniper Generation LLC | 50495 | High Sierra | HS2 | Natural Gas Fired Combustion Turbine | 24.9 | 23 | IPP CHP
56466 | Juniper Generation LLC | 50612 | McKittrick Cogen Facility | GEN1 | Natural Gas Fired Combustion Turbine | 46 | 46 | IPP CHP
56466 | Juniper Generation LLC | 54768 | Live Oak Cogen | GEN1 | Natural Gas Fired Combustion Turbine | 46 | 46 | IPP CHP
56467 | Ampersand Gilman Hydro LP | 10608 | Gilman Mill | GEN1 | Conventional Hydroelectric | 2.2 | 2.1 | IPP Non-CHP
56467 | Ampersand Gilman Hydro LP | 10608 | Gilman Mill | GEN2 | Conventional Hydroelectric | 1 | 0.9 | IPP Non-CHP
56467 | Ampersand Gilman Hydro LP | 10608 | Gilman Mill | GEN3 | Conventional Hydroelectric | 0.8 | 0.7 | IPP Non-CHP
56467 | Ampersand Gilman Hydro LP | 10608 | Gilman Mill | GEN4 | Conventional Hydroelectric | 0.8 | 0.6 | IPP Non-CHP
56469 | Enbridge G & P (Oklahoma) LP | 57132 | Nine Mile Gas Processing Plant | 1 | Natural Gas Internal Combustion Engine | 2.8 | 2 | Industrial Non-CHP
56469 | Enbridge G & P (Oklahoma) LP | 57132 | Nine Mile Gas Processing Plant | 2 | Natural Gas Internal Combustion Engine | 2.8 | 2.1 | Industrial Non-CHP
56469 | Enbridge G & P (Oklahoma) LP | 57132 | Nine Mile Gas Processing Plant | 3 | Natural Gas Internal Combustion Engine | 2.8 | 2.1 | Industrial Non-CHP
56475 | Tuana Springs Energy LLC | 57136 | Tuana Springs | 1 | Onshore Wind Turbine | 16.8 | 16.8 | IPP Non-CHP
56476 | Ameresco | 57138 | Savannah River Site Biomass Cogen | 1 | Wood/Wood Waste Biomass | 20.8 | 16 | IPP CHP
56477 | Tallassee Shoals LLC | 7191 | Tallassee Hydro Project | 1 | Conventional Hydroelectric | 2.2 | 2 | IPP Non-CHP
56477 | Tallassee Shoals LLC | 7191 | Tallassee Hydro Project | 2 | Conventional Hydroelectric | 0.1 | 0.1 | IPP Non-CHP
56478 | University of Michigan NCampus Research | 54604 | Warner Lambert | 016E | Petroleum Liquids | 1 | 1 | Commercial CHP
56478 | University of Michigan NCampus Research | 54604 | Warner Lambert | 0550 | Petroleum Liquids | 1.5 | 1.5 | Commercial CHP
56478 | University of Michigan NCampus Research | 54604 | Warner Lambert | 085-1 | Petroleum Liquids | 2.3 | 2.3 | Commercial CHP
56478 | University of Michigan NCampus Research | 54604 | Warner Lambert | 085-2 | Petroleum Liquids | 2.3 | 2.3 | Commercial CHP
56478 | University of Michigan NCampus Research | 54604 | Warner Lambert | 5164 | Natural Gas Fired Combustion Turbine | 3 | 2.8 | Commercial CHP
56478 | University of Michigan NCampus Research | 54604 | Warner Lambert | 800-1 | Petroleum Liquids | 2.3 | 2.3 | Commercial CHP
56479 | PIC Group Inc | 10190 | Castleton Energy Center | GEN1 | Natural Gas Fired Combined Cycle | 47 | 43 | IPP Non-CHP
56479 | PIC Group Inc | 10190 | Castleton Energy Center | GEN2 | Natural Gas Fired Combined Cycle | 25 | 25 | IPP Non-CHP
56480 | Empire Generating Co LLC | 56259 | Empire Generating Co LLC | CT11 | Natural Gas Fired Combined Cycle | 179 | 155 | IPP CHP
56480 | Empire Generating Co LLC | 56259 | Empire Generating Co LLC | CT12 | Natural Gas Fired Combined Cycle | 179 | 155 | IPP CHP
56480 | Empire Generating Co LLC | 56259 | Empire Generating Co LLC | ST13 | Natural Gas Fired Combined Cycle | 295.7 | 270 | IPP CHP
56482 | Gamesa Wind US | 692 | Medicine Bow | 10 | Onshore Wind Turbine | 0.7 | 0.7 | Electric Utility
56482 | Gamesa Wind US | 692 | Medicine Bow | 11 | Onshore Wind Turbine | 0.7 | 0.7 | Electric Utility
56482 | Gamesa Wind US | 692 | Medicine Bow | 1A | Onshore Wind Turbine | 0.6 | 0.6 | Electric Utility
56482 | Gamesa Wind US | 692 | Medicine Bow | 2A | Onshore Wind Turbine | 0.6 | 0.6 | Electric Utility
56482 | Gamesa Wind US | 692 | Medicine Bow | 5 | Onshore Wind Turbine | 0.7 | 0.7 | Electric Utility
56482 | Gamesa Wind US | 692 | Medicine Bow | 6 | Onshore Wind Turbine | 0.7 | 0.7 | Electric Utility
56482 | Gamesa Wind US | 692 | Medicine Bow | 7 | Onshore Wind Turbine | 0.7 | 0.7 | Electric Utility
56482 | Gamesa Wind US | 692 | Medicine Bow | 8 | Onshore Wind Turbine | 0.7 | 0.7 | Electric Utility
56482 | Gamesa Wind US | 692 | Medicine Bow | 9 | Onshore Wind Turbine | 0.7 | 0.7 | Electric Utility
56482 | Gamesa Wind US | 57976 | Pocahontas Prairie Wind Farm | 1 | Onshore Wind Turbine | 80 | 80 | IPP Non-CHP
56483 | Eurus Combine Hills II LLC | 57137 | Eurus Combine Hills Turbine Ranch 2 | 1 | Onshore Wind Turbine | 63 | 63 | IPP Non-CHP
56484 | Butler Ridge Wind Energy Center | 56647 | Butler Ridge | 1 | Onshore Wind Turbine | 54 | 54 | IPP Non-CHP
56488 | Ascend Performance Materials | 10418 | Ascend Performance Materials Texas Inc. | GEN1 | Other Gases | 6 | 5.2 | Industrial CHP
56488 | Ascend Performance Materials | 10418 | Ascend Performance Materials Texas Inc. | GEN4 | Other Gases | 46.1 | 42.5 | Industrial CHP
56490 | LS Power Development LLC | 55422 | DeSoto County Plant | DES1 | Natural Gas Fired Combustion Turbine | 199.4 | 159 | IPP Non-CHP
56490 | LS Power Development LLC | 55422 | DeSoto County Plant | DES2 | Natural Gas Fired Combustion Turbine | 199.4 | 161 | IPP Non-CHP
56491 | Tilton Energy LLC | 7760 | Tilton | 1 | Natural Gas Fired Combustion Turbine | 47 | 44 | IPP Non-CHP
56491 | Tilton Energy LLC | 7760 | Tilton | 2 | Natural Gas Fired Combustion Turbine | 47 | 44 | IPP Non-CHP
56491 | Tilton Energy LLC | 7760 | Tilton | 3 | Natural Gas Fired Combustion Turbine | 47 | 44 | IPP Non-CHP
56491 | Tilton Energy LLC | 7760 | Tilton | 4 | Natural Gas Fired Combustion Turbine | 47 | 44 | IPP Non-CHP
56493 | RV CSU Power LLC | 57141 | RV CSU Power LLC | CSU1 | Solar Photovoltaic | 1.9 | 1.9 | Commercial Non-CHP
56497 | Big Valley Power (BVP) LLC | 10288 | Big Valley Power LLC | IS27 | Wood/Wood Waste Biomass | 9.3 | 8.7 | Industrial Non-CHP
56498 | Weaver Bridgewater Dairy | 57173 | Bridgewater Dairy Anaerobic Digester | 1 | Other Waste Biomass | 0.6 | 0.6 | Industrial Non-CHP
56498 | Weaver Bridgewater Dairy | 57173 | Bridgewater Dairy Anaerobic Digester | 2 | Other Waste Biomass | 0.6 | 0.6 | Industrial Non-CHP
56499 | Harvest Wind Project TIC | 57152 | Harvest Wind Project | HWP1 | Onshore Wind Turbine | 98.9 | 98.9 | IPP Non-CHP
56500 | KPAQ Industries LLC | 10697 | St Francisville Mill | GEN2 | Wood/Wood Waste Biomass | 12.5 | 16.5 | Industrial CHP
56505 | National Grid Generation LLC | 2511 | E F Barrett | 10 | Natural Gas Fired Combustion Turbine | 41.8 | 39.9 | Electric Utility
56505 | National Grid Generation LLC | 2511 | E F Barrett | 11 | Natural Gas Fired Combustion Turbine | 41.8 | 39.8 | Electric Utility
56505 | National Grid Generation LLC | 2511 | E F Barrett | 12 | Natural Gas Fired Combustion Turbine | 41.8 | 40.3 | Electric Utility
56505 | National Grid Generation LLC | 2511 | E F Barrett | 3 | Natural Gas Fired Combustion Turbine | 18 | 17 | Electric Utility
56505 | National Grid Generation LLC | 2511 | E F Barrett | 4 | Natural Gas Fired Combustion Turbine | 18 | 17.5 | Electric Utility
56505 | National Grid Generation LLC | 2511 | E F Barrett | 5 | Natural Gas Fired Combustion Turbine | 18 | 17.3 | Electric Utility
56505 | National Grid Generation LLC | 2511 | E F Barrett | 6 | Natural Gas Fired Combustion Turbine | 18 | 17.1 | Electric Utility
56505 | National Grid Generation LLC | 2511 | E F Barrett | 8 | Natural Gas Fired Combustion Turbine | 18 | 17.2 | Electric Utility
56505 | National Grid Generation LLC | 2511 | E F Barrett | 9 | Natural Gas Fired Combustion Turbine | 41.8 | 39.4 | Electric Utility
56505 | National Grid Generation LLC | 2511 | E F Barrett | GT1 | Natural Gas Fired Combustion Turbine | 18 | 16.3 | Electric Utility
56505 | National Grid Generation LLC | 2511 | E F Barrett | GT2 | Natural Gas Fired Combustion Turbine | 18 | 14.7 | Electric Utility
56505 | National Grid Generation LLC | 2511 | E F Barrett | ST1 | Natural Gas Steam Turbine | 188 | 195.2 | Electric Utility
56505 | National Grid Generation LLC | 2511 | E F Barrett | ST2 | Natural Gas Steam Turbine | 188 | 196.2 | Electric Utility
56505 | National Grid Generation LLC | 2512 | East Hampton | 1 | Petroleum Liquids | 21.3 | 19 | Electric Utility
56505 | National Grid Generation LLC | 2512 | East Hampton | 2 | Petroleum Liquids | 2 | 2 | Electric Utility
56505 | National Grid Generation LLC | 2512 | East Hampton | 3 | Petroleum Liquids | 2 | 2 | Electric Utility
56505 | National Grid Generation LLC | 2512 | East Hampton | 4 | Petroleum Liquids | 2 | 1.9 | Electric Utility
56505 | National Grid Generation LLC | 2514 | Glenwood | GT2 | Petroleum Liquids | 55 | 50 | Electric Utility
56505 | National Grid Generation LLC | 2514 | Glenwood | GT3 | Petroleum Liquids | 55 | 51.2 | Electric Utility
56505 | National Grid Generation LLC | 2516 | Northport | 2 | Natural Gas Steam Turbine | 387 | 396.5 | Electric Utility
56505 | National Grid Generation LLC | 2516 | Northport | 3 | Natural Gas Steam Turbine | 387 | 391.2 | Electric Utility
56505 | National Grid Generation LLC | 2516 | Northport | 4 | Natural Gas Steam Turbine | 387 | 391.2 | Electric Utility
56505 | National Grid Generation LLC | 2516 | Northport | GT1 | Petroleum Liquids | 16 | 11.9 | Electric Utility
56505 | National Grid Generation LLC | 2516 | Northport | ST1 | Natural Gas Steam Turbine | 387 | 399.7 | Electric Utility
56505 | National Grid Generation LLC | 2517 | Port Jefferson | 3 | Natural Gas Steam Turbine | 188 | 196.7 | Electric Utility
56505 | National Grid Generation LLC | 2517 | Port Jefferson | 4 | Natural Gas Steam Turbine | 188 | 196.7 | Electric Utility
56505 | National Grid Generation LLC | 2517 | Port Jefferson | GT1 | Petroleum Liquids | 16 | 12.9 | Electric Utility
56505 | National Grid Generation LLC | 2517 | Port Jefferson | GT2 | Natural Gas Fired Combustion Turbine | 53 | 41 | Electric Utility
56505 | National Grid Generation LLC | 2517 | Port Jefferson | GT3 | Natural Gas Fired Combustion Turbine | 53 | 40.5 | Electric Utility
56505 | National Grid Generation LLC | 2518 | Shoreham | GT1 | Petroleum Liquids | 52.9 | 48.9 | Electric Utility
56505 | National Grid Generation LLC | 2518 | Shoreham | GT2 | Petroleum Liquids | 18.6 | 15.8 | Electric Utility
56505 | National Grid Generation LLC | 2519 | South Hampton | 1 | Petroleum Liquids | 11.5 | 8.3 | Electric Utility
56505 | National Grid Generation LLC | 2520 | Southold | 1 | Petroleum Liquids | 14 | 13 | Electric Utility
56505 | National Grid Generation LLC | 2521 | West Babylon | 4 | Petroleum Liquids | 52.4 | 47.8 | Electric Utility
56505 | National Grid Generation LLC | 7146 | Wading River | 02 | Petroleum Liquids | 79.5 | 76.6 | Electric Utility
56505 | National Grid Generation LLC | 7146 | Wading River | 03 | Petroleum Liquids | 79.5 | 73.3 | Electric Utility
56505 | National Grid Generation LLC | 7146 | Wading River | 1 | Petroleum Liquids | 79.5 | 78.8 | Electric Utility
56505 | National Grid Generation LLC | 7869 | Glenwood Landing | GT1 | Petroleum Liquids | 16 | 12.6 | Electric Utility
56505 | National Grid Generation LLC | 7869 | Glenwood Landing | GT4 | Natural Gas Fired Combustion Turbine | 53 | 39.7 | Electric Utility
56505 | National Grid Generation LLC | 7869 | Glenwood Landing | GT5 | Natural Gas Fired Combustion Turbine | 53 | 38.3 | Electric Utility
56505 | National Grid Generation LLC | 8007 | Holtsville | 1 | Petroleum Liquids | 56.7 | 53.2 | Electric Utility
56505 | National Grid Generation LLC | 8007 | Holtsville | 10 | Petroleum Liquids | 56.7 | 52.9 | Electric Utility
56505 | National Grid Generation LLC | 8007 | Holtsville | 2 | Petroleum Liquids | 56.7 | 47.6 | Electric Utility
56505 | National Grid Generation LLC | 8007 | Holtsville | 3 | Petroleum Liquids | 56.7 | 47.4 | Electric Utility
56505 | National Grid Generation LLC | 8007 | Holtsville | 4 | Petroleum Liquids | 56.7 | 51.9 | Electric Utility
56505 | National Grid Generation LLC | 8007 | Holtsville | 5 | Petroleum Liquids | 56.7 | 53.8 | Electric Utility
56505 | National Grid Generation LLC | 8007 | Holtsville | 6 | Petroleum Liquids | 56.7 | 51.2 | Electric Utility
56505 | National Grid Generation LLC | 8007 | Holtsville | 7 | Petroleum Liquids | 56.7 | 52.2 | Electric Utility
56505 | National Grid Generation LLC | 8007 | Holtsville | 8 | Petroleum Liquids | 56.7 | 52.3 | Electric Utility
56505 | National Grid Generation LLC | 8007 | Holtsville | 9 | Petroleum Liquids | 56.7 | 53.2 | Electric Utility
56506 | Langford Wind Power LLC | 57153 | Langford Wind Power | 1 | Onshore Wind Turbine | 150 | 150 | IPP Non-CHP
56514 | Windy Flats Partners LLC | 57159 | Windy Flats Wind Project | GEN1 | Onshore Wind Turbine | 262.2 | 262.2 | IPP Non-CHP
56515 | White River Hydroelectric | 57160 | White River Lock and Dam 1 | LD#1 | Conventional Hydroelectric | 4.3 | 4.3 | IPP Non-CHP
56515 | White River Hydroelectric | 57161 | White River Lock and Dam 2 | LD#2 | Conventional Hydroelectric | 3.5 | 3.5 | IPP Non-CHP
56515 | White River Hydroelectric | 57162 | White River Lock and Dam 3 | LD#3 | Conventional Hydroelectric | 4.3 | 4.3 | IPP Non-CHP
56516 | Morris Energy Operations Company, LLC | 10751 | Camden Plant Holding LLC | GEN1 | Natural Gas Fired Combined Cycle | 95.2 | 94.9 | IPP Non-CHP
56516 | Morris Energy Operations Company, LLC | 10751 | Camden Plant Holding LLC | GEN2 | Natural Gas Fired Combined Cycle | 61.8 | 50.1 | IPP Non-CHP
56516 | Morris Energy Operations Company, LLC | 50497 | Bayonne Plant Holding LLC | GTG1 | Natural Gas Fired Combined Cycle | 43.4 | 39.5 | IPP CHP
56516 | Morris Energy Operations Company, LLC | 50497 | Bayonne Plant Holding LLC | GTG2 | Natural Gas Fired Combined Cycle | 43.4 | 39.5 | IPP CHP
56516 | Morris Energy Operations Company, LLC | 50497 | Bayonne Plant Holding LLC | GTG3 | Natural Gas Fired Combined Cycle | 43.4 | 39.5 | IPP CHP
56516 | Morris Energy Operations Company, LLC | 50497 | Bayonne Plant Holding LLC | STG1 | Natural Gas Fired Combined Cycle | 61.4 | 51.7 | IPP CHP
56516 | Morris Energy Operations Company, LLC | 50852 | Elmwood Energy Holdings LLC | GEN1 | Natural Gas Fired Combined Cycle | 59 | 51 | IPP Non-CHP
56516 | Morris Energy Operations Company, LLC | 50852 | Elmwood Energy Holdings LLC | GEN2 | Natural Gas Fired Combined Cycle | 24 | 20.7 | IPP Non-CHP
56516 | Morris Energy Operations Company, LLC | 52026 | Dartmouth Power Associates LP | GEN1 | Natural Gas Fired Combined Cycle | 45 | 36 | IPP Non-CHP
56516 | Morris Energy Operations Company, LLC | 52026 | Dartmouth Power Associates LP | GEN2 | Natural Gas Fired Combined Cycle | 32 | 26 | IPP Non-CHP
56516 | Morris Energy Operations Company, LLC | 52026 | Dartmouth Power Associates LP | GEN3 | Natural Gas Fired Combustion Turbine | 24.7 | 20.6 | IPP Non-CHP
56516 | Morris Energy Operations Company, LLC | 54693 | York Generation Company LLC | GT#1 | Natural Gas Fired Combined Cycle | 8.3 | 7.9 | IPP Non-CHP
56516 | Morris Energy Operations Company, LLC | 54693 | York Generation Company LLC | GT#2 | Natural Gas Fired Combined Cycle | 8.3 | 7.7 | IPP Non-CHP
56516 | Morris Energy Operations Company, LLC | 54693 | York Generation Company LLC | GT#5 | Natural Gas Fired Combined Cycle | 8.3 | 8.7 | IPP Non-CHP
56516 | Morris Energy Operations Company, LLC | 54693 | York Generation Company LLC | GT#6 | Natural Gas Fired Combined Cycle | 8.3 | 7.4 | IPP Non-CHP
56516 | Morris Energy Operations Company, LLC | 54693 | York Generation Company LLC | ST#1 | Natural Gas Fired Combined Cycle | 9.5 | 8.5 | IPP Non-CHP
56516 | Morris Energy Operations Company, LLC | 54693 | York Generation Company LLC | ST#2 | Natural Gas Fired Combined Cycle | 9.5 | 8.3 | IPP Non-CHP
56518 | First State Marine Wind | 57176 | University of Delaware Wind Turbine | FSMW | Onshore Wind Turbine | 2 | 2 | Commercial Non-CHP
56520 | Meadow Lake Wind Farm IV LLC | 57177 | Meadow Lake Wind Farm IV | GEN 1 | Onshore Wind Turbine | 98.7 | 98.7 | IPP Non-CHP
56523 | Colorado Highlands Wind LLC | 57174 | Colorado Highlands Wind | CHW1 | Onshore Wind Turbine | 67.2 | 67.2 | IPP Non-CHP
56523 | Colorado Highlands Wind LLC | 57174 | Colorado Highlands Wind | CHW2 | Onshore Wind Turbine | 23.8 | 23.8 | IPP Non-CHP
56531 | EIF Haypress LLC | 10253 | Haypress | LGEN | Conventional Hydroelectric | 5 | 5 | IPP Non-CHP
56531 | EIF Haypress LLC | 10253 | Haypress | UGEN | Conventional Hydroelectric | 5 | 5 | IPP Non-CHP
56533 | Troy Energy LLC | 55348 | Troy Energy LLC | 1 | Natural Gas Fired Combustion Turbine | 172 | 146 | IPP Non-CHP
56533 | Troy Energy LLC | 55348 | Troy Energy LLC | 2 | Natural Gas Fired Combustion Turbine | 172 | 146 | IPP Non-CHP
56533 | Troy Energy LLC | 55348 | Troy Energy LLC | 3 | Natural Gas Fired Combustion Turbine | 172 | 146 | IPP Non-CHP
56533 | Troy Energy LLC | 55348 | Troy Energy LLC | 4 | Natural Gas Fired Combustion Turbine | 172 | 146 | IPP Non-CHP
56537 | Evonik Degussa Corporation | 54835 | Evonik Industries AG | T121 | Petroleum Liquids | 1.2 | 1.2 | Industrial Non-CHP
56540 | Northbrook Wisconsin LLC | 57190 | Little Quinnesec Falls Hydro Project | UNIT1 | Conventional Hydroelectric | 1.9 | 1.9 | IPP Non-CHP
56540 | Northbrook Wisconsin LLC | 57190 | Little Quinnesec Falls Hydro Project | UNIT2 | Conventional Hydroelectric | 0.8 | 0.8 | IPP Non-CHP
56540 | Northbrook Wisconsin LLC | 57190 | Little Quinnesec Falls Hydro Project | UNIT3 | Conventional Hydroelectric | 1.9 | 1.9 | IPP Non-CHP
56540 | Northbrook Wisconsin LLC | 57190 | Little Quinnesec Falls Hydro Project | UNIT4 | Conventional Hydroelectric | 1 | 1 | IPP Non-CHP
56540 | Northbrook Wisconsin LLC | 57190 | Little Quinnesec Falls Hydro Project | UNIT5 | Conventional Hydroelectric | 1 | 1 | IPP Non-CHP
56540 | Northbrook Wisconsin LLC | 57190 | Little Quinnesec Falls Hydro Project | UNIT6 | Conventional Hydroelectric | 2.4 | 2.4 | IPP Non-CHP
56545 | Pattern Operators LP | 56654 | Hatchet Ridge Wind Project | 1 | Onshore Wind Turbine | 101.2 | 101.2 | IPP Non-CHP
56545 | Pattern Operators LP | 56661 | Pattern Gulf Wind | 1 | Onshore Wind Turbine | 283.2 | 283.2 | IPP Non-CHP
56545 | Pattern Operators LP | 57192 | Spring Valley Wind Project | WTG | Onshore Wind Turbine | 150 | 150 | IPP Non-CHP
56545 | Pattern Operators LP | 57514 | Ocotillo Express LLC | WTG | Onshore Wind Turbine | 265.4 | 265.4 | IPP Non-CHP
56545 | Pattern Operators LP | 58242 | Pattern Panhandle Wind LLC | 1 | Onshore Wind Turbine | 218 | 218 | IPP Non-CHP
56545 | Pattern Operators LP | 58720 | Pattern Panhandle Wind 2 LLC | 1 | Onshore Wind Turbine | 181.7 | 181.7 | IPP Non-CHP
56548 | Lost Creek Wind LLC | 57189 | Lost Creek Wind Energy Facility | LCW | Onshore Wind Turbine | 150 | 150 | IPP Non-CHP
56555 | FPL Energy Montezuma Wind | 57201 | FPL Energy Montezuma Winds LLC | S2.3 | Onshore Wind Turbine | 36.8 | 36.8 | IPP Non-CHP
56558 | Rolling Hills Generating LLC | 55401 | Rolling Hills Generating | CT1 | Natural Gas Fired Combustion Turbine | 195.5 | 165 | IPP Non-CHP
56558 | Rolling Hills Generating LLC | 55401 | Rolling Hills Generating | CT2 | Natural Gas Fired Combustion Turbine | 195.5 | 165 | IPP Non-CHP
56558 | Rolling Hills Generating LLC | 55401 | Rolling Hills Generating | CT3 | Natural Gas Fired Combustion Turbine | 195.5 | 165 | IPP Non-CHP
56558 | Rolling Hills Generating LLC | 55401 | Rolling Hills Generating | CT4 | Natural Gas Fired Combustion Turbine | 195.5 | 165 | IPP Non-CHP
56558 | Rolling Hills Generating LLC | 55401 | Rolling Hills Generating | CT5 | Natural Gas Fired Combustion Turbine | 195.5 | 165 | IPP Non-CHP
56559 | High Desert Power Project LLC | 55518 | High Desert Power Plant | CTG1 | Natural Gas Fired Combined Cycle | 173 | 156.3 | IPP Non-CHP
56559 | High Desert Power Project LLC | 55518 | High Desert Power Plant | CTG2 | Natural Gas Fired Combined Cycle | 173 | 156.7 | IPP Non-CHP
56559 | High Desert Power Project LLC | 55518 | High Desert Power Plant | CTG3 | Natural Gas Fired Combined Cycle | 173 | 156.5 | IPP Non-CHP
56559 | High Desert Power Project LLC | 55518 | High Desert Power Plant | STG1 | Natural Gas Fired Combined Cycle | 333 | 304.8 | IPP Non-CHP
56561 | Day County Wind LLC | 57194 | Day County Wind LLC | GE15 | Onshore Wind Turbine | 99 | 99 | IPP Non-CHP
56563 | Solar Star North Carolina I LLC | 57200 | Shelby Solar Energy Generation Facility | 1 | Solar Photovoltaic | 1 | 1 | IPP Non-CHP
56565 | TX Solar I LLC | 57197 | Blue Wing Solar Energy Generation | 1 | Solar Photovoltaic | 13.9 | 13.5 | IPP Non-CHP
56568 | United Materials of Great Falls Inc | 56591 | Horseshoe Bend Wind Park | HBWP | Onshore Wind Turbine | 9 | 9 | IPP Non-CHP
56570 | Coleto Creek Power LP | 6178 | Coleto Creek | 1 | Conventional Steam Coal | 622.4 | 635 | IPP Non-CHP
56575 | Sunray Operating Services LLC | 10437 | SEGS I | GEN1 | Solar Thermal without Energy Storage | 13.8 | 13.8 | IPP Non-CHP
56575 | Sunray Operating Services LLC | 10438 | SEGS II | GEN1 | Solar Thermal without Energy Storage | 30 | 30 | IPP Non-CHP
56582 | Jacksonville Solar LLC | 57202 | Jacksonville Solar | 1 | Solar Photovoltaic | 15 | 12.5 | IPP Non-CHP
56583 | Wyandot Solar LLC | 57203 | Wyandot Solar Farm | 1 | Solar Photovoltaic | 10 | 10 | IPP Non-CHP
56584 | PSEG Solar Hackettstown LLC | 57204 | PSEG Hackettstown | 1 | Solar Photovoltaic | 2.2 | 2.2 | IPP Non-CHP
56589 | Bottle Rock Power LLC | 902 | Bottle Rock Power | 1 | Geothermal | 55 | 10 | IPP Non-CHP
56590 | Silverstreet Hydro | 10036 | Hillsborough Hosiery | GEN1 | Conventional Hydroelectric | 0.6 | 0.6 | IPP Non-CHP
56590 | Silverstreet Hydro | 10036 | Hillsborough Hosiery | GEN2 | Conventional Hydroelectric | 0.6 | 0.6 | IPP Non-CHP
56590 | Silverstreet Hydro | 10872 | Kings Falls Hydroelectric | 1 | Conventional Hydroelectric | 1.6 | 0.2 | IPP Non-CHP
56592 | Idaho Wind Partners 1 LLC | 56434 | Burley Butte Windpark | BBWP | Onshore Wind Turbine | 13.5 | 13.5 | IPP Non-CHP
56592 | Idaho Wind Partners 1 LLC | 56435 | Golden Valley Wind Park LLC | GVWP | Onshore Wind Turbine | 12 | 12 | IPP Non-CHP
56592 | Idaho Wind Partners 1 LLC | 56437 | Milner Dam Wind Park LLC | MDWP | Onshore Wind Turbine | 19.5 | 19.5 | IPP Non-CHP
56592 | Idaho Wind Partners 1 LLC | 56439 | Oregon Trail Wind Park | OTWP | Onshore Wind Turbine | 13.5 | 13.5 | IPP Non-CHP
56592 | Idaho Wind Partners 1 LLC | 56440 | Pilgrim Stage Wind Park | PSWP | Onshore Wind Turbine | 10.5 | 10.5 | IPP Non-CHP
56592 | Idaho Wind Partners 1 LLC | 56441 | Salmon Falls Wind Park | SFWP | Onshore Wind Turbine | 21 | 21 | IPP Non-CHP
56592 | Idaho Wind Partners 1 LLC | 56442 | Thousand Springs Wind Park | TSWP | Onshore Wind Turbine | 12 | 12 | IPP Non-CHP
56592 | Idaho Wind Partners 1 LLC | 56443 | Tuana Gulch Wind Park | TGWP | Onshore Wind Turbine | 10.5 | 10.5 | IPP Non-CHP
56592 | Idaho Wind Partners 1 LLC | 57124 | Payne's Ferry | PFWP | Onshore Wind Turbine | 21 | 21 | IPP Non-CHP
56592 | Idaho Wind Partners 1 LLC | 57125 | Camp Reed | CRWP | Onshore Wind Turbine | 22.5 | 22.5 | IPP Non-CHP
56592 | Idaho Wind Partners 1 LLC | 57126 | Yahoo Creek | YCWP | Onshore Wind Turbine | 21 | 21 | IPP Non-CHP
56596 | Union Tribune LLC | 10600 | Union Tribune Publishing | GEN1 | Natural Gas Fired Combustion Turbine | 3.1 | 3.1 | Industrial CHP
56597 | Hydro Kennebec LLC | 54148 | Hydro Kennebec Project | GEN1 | Conventional Hydroelectric | 7.7 | 7.7 | IPP Non-CHP
56597 | Hydro Kennebec LLC | 54148 | Hydro Kennebec Project | GEN2 | Conventional Hydroelectric | 7.7 | 7.7 | IPP Non-CHP
56598 | Major Oak Power, LLC | 7030 | Twin Oaks Power One | 1 | Conventional Steam Coal | 174.6 | 152 | IPP Non-CHP
56598 | Major Oak Power, LLC | 7030 | Twin Oaks Power One | 2 | Conventional Steam Coal | 174.6 | 153 | IPP Non-CHP
56599 | Wind Energy America Inc | 56216 | L J Trust | LJT2 | Onshore Wind Turbine | 2 | 2 | IPP Non-CHP
56599 | Wind Energy America Inc | 56217 | NAE Shaokatan Power | SPP2 | Onshore Wind Turbine | 0.8 | 0.8 | IPP Non-CHP
56599 | Wind Energy America Inc | 56217 | NAE Shaokatan Power | SPP3 | Onshore Wind Turbine | 0.8 | 0.8 | IPP Non-CHP
56599 | Wind Energy America Inc | 56218 | Zachary Ridge LLC | ZR2 | Onshore Wind Turbine | 2 | 2 | IPP Non-CHP
56600 | Ascend Performance Materials LLC | 10416 | Pensacola Florida Plant | GEN1 | Natural Gas Steam Turbine | 5 | 5 | Industrial CHP
56600 | Ascend Performance Materials LLC | 10416 | Pensacola Florida Plant | GEN2 | Natural Gas Steam Turbine | 5 | 5 | Industrial CHP
56600 | Ascend Performance Materials LLC | 10416 | Pensacola Florida Plant | GEN3 | Natural Gas Steam Turbine | 6 | 6 | Industrial CHP
56600 | Ascend Performance Materials LLC | 10416 | Pensacola Florida Plant | GEN4 | Natural Gas Fired Combustion Turbine | 86 | 82 | Industrial CHP
56601 | Covanta MacArthur Renewable Energy | 51038 | MacArthur Waste to Energy Facility | GEN1 | Municipal Solid Waste | 12.5 | 11 | Commercial Non-CHP
56603 | Roth Rock Wind Farm LLC | 57239 | Roth Rock Wind Farm LLC | SRRW1 | Onshore Wind Turbine | 40 | 40 | IPP Non-CHP
56603 | Roth Rock Wind Farm LLC | 57240 | Roth Rock North Wind Farm, LLC | SRRNW | Onshore Wind Turbine | 10 | 10 | IPP Non-CHP
56605 | Delaware City Refining Company LLC | 52193 | Delaware City Plant | CT1 | Natural Gas Fired Combustion Turbine | 92 | 65 | Industrial CHP
56605 | Delaware City Refining Company LLC | 52193 | Delaware City Plant | CT2 | Natural Gas Fired Combustion Turbine | 92 | 65 | Industrial CHP
56605 | Delaware City Refining Company LLC | 52193 | Delaware City Plant | G1 | Other Gases | 27.5 | 29.5 | Industrial CHP
56605 | Delaware City Refining Company LLC | 52193 | Delaware City Plant | G2 | Other Gases | 27.5 | 29.5 | Industrial CHP
56605 | Delaware City Refining Company LLC | 52193 | Delaware City Plant | G3 | Other Gases | 75 | 66 | Industrial CHP
56605 | Delaware City Refining Company LLC | 52193 | Delaware City Plant | G4 | Other Gases | 10 | 10 | Industrial CHP
56606 | Calpine New Jersey Generation LLC | 2379 | Carlls Corner | CA1 | Natural Gas Fired Combustion Turbine | 41.9 | 37.4 | IPP Non-CHP
56606 | Calpine New Jersey Generation LLC | 2379 | Carlls Corner | CA2 | Natural Gas Fired Combustion Turbine | 41.9 | 41.2 | IPP Non-CHP
56606 | Calpine New Jersey Generation LLC | 2380 | Cedar Station | CED1 | Petroleum Liquids | 46 | 42.7 | IPP Non-CHP
56606 | Calpine New Jersey Generation LLC | 2380 | Cedar Station | CED2 | Petroleum Liquids | 21.2 | 22.7 | IPP Non-CHP
56606 | Calpine New Jersey Generation LLC | 2382 | Middle Station | MID1 | Petroleum Liquids | 21.2 | 19.2 | IPP Non-CHP
56606 | Calpine New Jersey Generation LLC | 2382 | Middle Station | MID2 | Petroleum Liquids | 21.2 | 19.4 | IPP Non-CHP
56606 | Calpine New Jersey Generation LLC | 2382 | Middle Station | MID3 | Petroleum Liquids | 37.2 | 34.8 | IPP Non-CHP
56606 | Calpine New Jersey Generation LLC | 2383 | Missouri Avenue | MISB | Petroleum Liquids | 18.6 | 18.5 | IPP Non-CHP
56606 | Calpine New Jersey Generation LLC | 2383 | Missouri Avenue | MISC | Petroleum Liquids | 18.6 | 20.5 | IPP Non-CHP
56606 | Calpine New Jersey Generation LLC | 2383 | Missouri Avenue | MISD | Petroleum Liquids | 18.6 | 20.5 | IPP Non-CHP
56606 | Calpine New Jersey Generation LLC | 5083 | Cumberland (NJ) | CUMB | Natural Gas Fired Combustion Turbine | 99.4 | 86.6 | IPP Non-CHP
56606 | Calpine New Jersey Generation LLC | 5083 | Cumberland (NJ) | CUMB2 | Natural Gas Fired Combustion Turbine | 131.8 | 96.5 | IPP Non-CHP
56606 | Calpine New Jersey Generation LLC | 7288 | Sherman Avenue | SEHR | Natural Gas Fired Combustion Turbine | 112.8 | 82.4 | IPP Non-CHP
56606 | Calpine New Jersey Generation LLC | 8008 | Mickleton Station | MICK | Natural Gas Fired Combustion Turbine | 71.2 | 64.9 | IPP Non-CHP
56607 | Calpine Bethlehem LLC | 55690 | Bethlehem Power Plant | CTG1 | Natural Gas Fired Combined Cycle | 140 | 118 | IPP Non-CHP
56607 | Calpine Bethlehem LLC | 55690 | Bethlehem Power Plant | CTG2 | Natural Gas Fired Combined Cycle | 140 | 127 | IPP Non-CHP
56607 | Calpine Bethlehem LLC | 55690 | Bethlehem Power Plant | CTG3 | Natural Gas Fired Combined Cycle | 140 | 127 | IPP Non-CHP
56607 | Calpine Bethlehem LLC | 55690 | Bethlehem Power Plant | CTG5 | Natural Gas Fired Combined Cycle | 140 | 118 | IPP Non-CHP
56607 | Calpine Bethlehem LLC | 55690 | Bethlehem Power Plant | CTG6 | Natural Gas Fired Combined Cycle | 140 | 127 | IPP Non-CHP
56607 | Calpine Bethlehem LLC | 55690 | Bethlehem Power Plant | CTG7 | Natural Gas Fired Combined Cycle | 140 | 127 | IPP Non-CHP
56607 | Calpine Bethlehem LLC | 55690 | Bethlehem Power Plant | STG4 | Natural Gas Fired Combined Cycle | 230 | 195 | IPP Non-CHP
56607 | Calpine Bethlehem LLC | 55690 | Bethlehem Power Plant | STG8 | Natural Gas Fired Combined Cycle | 230 | 195 | IPP Non-CHP
56608 | Calpine Mid-Merit LLC | 55524 | York Energy Center | CTG1 | Natural Gas Fired Combined Cycle | 120 | 113 | IPP Non-CHP
56608 | Calpine Mid-Merit LLC | 55524 | York Energy Center | CTG2 | Natural Gas Fired Combined Cycle | 120 | 122 | IPP Non-CHP
56608 | Calpine Mid-Merit LLC | 55524 | York Energy Center | CTG3 | Natural Gas Fired Combined Cycle | 120 | 122 | IPP Non-CHP
56608 | Calpine Mid-Merit LLC | 55524 | York Energy Center | STG1 | Natural Gas Fired Combined Cycle | 200 | 188 | IPP Non-CHP
56609 | Calpine Mid-Atlantic Generation LLC | 591 | Christiana | CH11 | Petroleum Liquids | 26 | 25 | IPP Non-CHP
56609 | Calpine Mid-Atlantic Generation LLC | 591 | Christiana | CH14 | Petroleum Liquids | 26 | 25 | IPP Non-CHP
56609 | Calpine Mid-Atlantic Generation LLC | 592 | Delaware City 10 | DC10 | Petroleum Liquids | 18.5 | 18 | IPP Non-CHP
56609 | Calpine Mid-Atlantic Generation LLC | 593 | Edge Moor | 10 | Petroleum Liquids | 12.5 | 15 | IPP Non-CHP
56609 | Calpine Mid-Atlantic Generation LLC | 593 | Edge Moor | 3 | Natural Gas Steam Turbine | 75 | 86 | IPP Non-CHP
56609 | Calpine Mid-Atlantic Generation LLC | 593 | Edge Moor | 4 | Natural Gas Steam Turbine | 176.8 | 174 | IPP Non-CHP
56609 | Calpine Mid-Atlantic Generation LLC | 593 | Edge Moor | 5 | Natural Gas Steam Turbine | 446 | 450 | IPP Non-CHP
56609 | Calpine Mid-Atlantic Generation LLC | 597 | West Station (DE) | WEST | Petroleum Liquids | 20 | 15 | IPP Non-CHP
56609 | Calpine Mid-Atlantic Generation LLC | 1563 | Crisfield | CRIS | Petroleum Liquids | 2.9 | 2.6 | IPP Non-CHP
56609 | Calpine Mid-Atlantic Generation LLC | 1563 | Crisfield | CRS2 | Petroleum Liquids | 2.9 | 2.6 | IPP Non-CHP
56609 | Calpine Mid-Atlantic Generation LLC | 1563 | Crisfield | CRS3 | Petroleum Liquids | 2.9 | 2.6 | IPP Non-CHP
56609 | Calpine Mid-Atlantic Generation LLC | 1563 | Crisfield | CRS4 | Petroleum Liquids | 2.9 | 2.6 | IPP Non-CHP
56609 | Calpine Mid-Atlantic Generation LLC | 3782 | Bayview | BAYV | Petroleum Liquids | 2 | 2.1 | IPP Non-CHP
56609 | Calpine Mid-Atlantic Generation LLC | 3782 | Bayview | BYV2 | Petroleum Liquids | 2 | 2.1 | IPP Non-CHP
56609 | Calpine Mid-Atlantic Generation LLC | 3782 | Bayview | BYV3 | Petroleum Liquids | 2 | 2.1 | IPP Non-CHP
56609 | Calpine Mid-Atlantic Generation LLC | 3782 | Bayview | BYV4 | Petroleum Liquids | 2 | 2.1 | IPP Non-CHP
56609 | Calpine Mid-Atlantic Generation LLC | 3782 | Bayview | BYV5 | Petroleum Liquids | 2 | 2.1 | IPP Non-CHP
56609 | Calpine Mid-Atlantic Generation LLC | 3782 | Bayview | BYV6 | Petroleum Liquids | 2 | 2.1 | IPP Non-CHP
56609 | Calpine Mid-Atlantic Generation LLC | 3785 | Tasley | TAS | Petroleum Liquids | 27 | 31 | IPP Non-CHP
56609 | Calpine Mid-Atlantic Generation LLC | 7153 | Hay Road | HR1 | Natural Gas Fired Combined Cycle | 122 | 126 | IPP Non-CHP
56609 | Calpine Mid-Atlantic Generation LLC | 7153 | Hay Road | HR2 | Natural Gas Fired Combined Cycle | 122 | 126 | IPP Non-CHP
56609 | Calpine Mid-Atlantic Generation LLC | 7153 | Hay Road | HR3 | Natural Gas Fired Combined Cycle | 122 | 126 | IPP Non-CHP
56609 | Calpine Mid-Atlantic Generation LLC | 7153 | Hay Road | HR4 | Natural Gas Fired Combined Cycle | 200 | 187 | IPP Non-CHP
56609 | Calpine Mid-Atlantic Generation LLC | 7153 | Hay Road | HR5 | Natural Gas Fired Combined Cycle | 144 | 128 | IPP Non-CHP
56609 | Calpine Mid-Atlantic Generation LLC | 7153 | Hay Road | HR6 | Natural Gas Fired Combined Cycle | 144 | 128 | IPP Non-CHP
56609 | Calpine Mid-Atlantic Generation LLC | 7153 | Hay Road | HR7 | Natural Gas Fired Combined Cycle | 144 | 128 | IPP Non-CHP
56609 | Calpine Mid-Atlantic Generation LLC | 7153 | Hay Road | HR8 | Natural Gas Fired Combined Cycle | 195 | 187 | IPP Non-CHP
56610 | Calpine Vineland Solar LLC | 57081 | Calpine Vineland Solar LLC | CVS1 | Solar Photovoltaic | 2.3 | 2.3 | IPP Non-CHP
56610 | Calpine Vineland Solar LLC | 57081 | Calpine Vineland Solar LLC | CVS2 | Solar Photovoltaic | 1.8 | 1.8 | IPP Non-CHP
56611 | Gainesville Renewable Energy Center LLC | 57241 | Gainesville Renewable Energy Center | 1 | Wood/Wood Waste Biomass | 116.1 | 102.5 | IPP Non-CHP
56612 | Kit Carson Windpower LLC | 57244 | Kit Carson Windpower | KCW | Onshore Wind Turbine | 51 | 51 | IPP Non-CHP
56613 | Frederickson Power LP | 55818 | Frederickson Power LP | FICT | Natural Gas Fired Combined Cycle | 192 | 160 | IPP Non-CHP
56613 | Frederickson Power LP | 55818 | Frederickson Power LP | FIST | Natural Gas Fired Combined Cycle | 126.3 | 82 | IPP Non-CHP
56615 | First Solar Project Development | 57442 | Silver State Solar Power North | 56188 | Solar Photovoltaic | 52 | 50 | IPP Non-CHP
56615 | First Solar Project Development | 57567 | Albuquerque Solar Energy Center | ASEC1 | Solar Photovoltaic | 2 | 2 | Electric Utility
56615 | First Solar Project Development | 57571 | Los Lunas Solar Energy Center | LLSEC | Solar Photovoltaic | 5 | 5 | Electric Utility
56615 | First Solar Project Development | 57571 | Los Lunas Solar Energy Center | LMS2 | Solar Photovoltaic | 2 | 2 | Electric Utility
56615 | First Solar Project Development | 57575 | Deming Solar Energy Center | DSEC | Solar Photovoltaic | 5 | 5 | Electric Utility
56615 | First Solar Project Development | 57575 | Deming Solar Energy Center | HON2 | Solar Photovoltaic | 4 | 4 | Electric Utility
56615 | First Solar Project Development | 57576 | Las Vegas Solar Energy Center | LVSEC | Solar Photovoltaic | 5 | 5 | Electric Utility
56615 | First Solar Project Development | 57577 | Alamogordo Solar Energy Center | AGSEC | Solar Photovoltaic | 5 | 5 | Electric Utility
56615 | First Solar Project Development | 57695 | Topaz Solar Farm | TPZ1 | Solar Photovoltaic | 129.8 | 129.8 | IPP Non-CHP
56615 | First Solar Project Development | 57695 | Topaz Solar Farm | TPZ2 | Solar Photovoltaic | 151.2 | 151.2 | IPP Non-CHP
56615 | First Solar Project Development | 57695 | Topaz Solar Farm | TPZ3 | Solar Photovoltaic | 102.1 | 102.1 | IPP Non-CHP
56615 | First Solar Project Development | 57695 | Topaz Solar Farm | TPZ4 | Solar Photovoltaic | 90.3 | 90.3 | IPP Non-CHP
56615 | First Solar Project Development | 57695 | Topaz Solar Farm | TPZ5 | Solar Photovoltaic | 112.5 | 112.5 | IPP Non-CHP
56615 | First Solar Project Development | 58520 | Otero Solar | OTE1 | Solar Photovoltaic | 7.5 | 7.5 | Electric Utility
56615 | First Solar Project Development | 58521 | Manzano Solar | MAN1 | Solar Photovoltaic | 8 | 8 | Electric Utility
56616 | ArcelorMittal Warren Inc | 54207 | ArcelorMittal Warren | GEN1 | Other Gases | 3 | 2.8 | Industrial CHP
56616 | ArcelorMittal Warren Inc | 54207 | ArcelorMittal Warren | GEN2 | Other Gases | 7.5 | 7 | Industrial CHP
56616 | ArcelorMittal Warren Inc | 54207 | ArcelorMittal Warren | GEN3 | Other Gases | 10 | 9.3 | Industrial CHP
56617 | Iowa Lakes Community College | 57257 | Iowa Lakes Community College Wind Farm | VMN82 | Onshore Wind Turbine | 1 | 1 | Commercial Non-CHP
56618 | Victor Valley Community College District | 57254 | Victor Valley CC CPV Solar | 1PV | Solar Photovoltaic | 1 | 1 | Commercial Non-CHP
56619 | Air Force Civil Engineer Center | 57253 | MA Military Reservation Wind Project | 1 | Onshore Wind Turbine | 1.5 | 1.5 | IPP Non-CHP
56619 | Air Force Civil Engineer Center | 57253 | MA Military Reservation Wind Project | 2 | Onshore Wind Turbine | 1.5 | 1.5 | IPP Non-CHP
56619 | Air Force Civil Engineer Center | 57253 | MA Military Reservation Wind Project | 3 | Onshore Wind Turbine | 1.5 | 1.5 | IPP Non-CHP
56621 | Yakama Power | 6507 | Drop 2 (WA) | 1 | Conventional Hydroelectric | 2.5 | 2.1 | Electric Utility
56621 | Yakama Power | 6508 | Drop 3 (WA) | 1 | Conventional Hydroelectric | 0.8 | 0.5 | Electric Utility
56621 | Yakama Power | 6508 | Drop 3 (WA) | 2 | Conventional Hydroelectric | 0.8 | 0.5 | Electric Utility
56622 | NextEra Energy Resources | 59284 | Mammoth Plains | GE1.7 | Onshore Wind Turbine | 199 | 199 | IPP Non-CHP
56625 | Flat Water Wind Farm LLC | 57283 | Flat Water Wind Farm LLC | WTG1 | Onshore Wind Turbine | 60 | 60 | IPP Non-CHP
56627 | DeWind Co. | 57263 | Little Pringle I Wind Farm | LP1 | Onshore Wind Turbine | 10 | 10 | IPP Non-CHP
56627 | DeWind Co. | 57264 | Little Pringle II Wind Farm | LP2 | Onshore Wind Turbine | 10 | 10 | IPP Non-CHP
56627 | DeWind Co. | 57516 | KODE Novus I | NOVUS | Onshore Wind Turbine | 80 | 80 | IPP Non-CHP
56627 | DeWind Co. | 57517 | DeWind Frisco | FRISC | Onshore Wind Turbine | 20 | 20 | IPP Non-CHP
56627 | DeWind Co. | 57889 | KODE Novus II | NOVII | Onshore Wind Turbine | 40 | 40 | IPP Non-CHP
56629 | Lubbock Wind LLC | 57259 | Lubbock Wind Ranch | 1 | Onshore Wind Turbine | 7.5 | 7.5 | IPP Non-CHP
56630 | Texico Wind LP | 57258 | Texico Wind Ranch LP | 1 | Onshore Wind Turbine | 1.9 | 1.9 | IPP Non-CHP
56635 | NRG Marsh Landing LLC | 57267 | Marsh Landing Generating Station | 1 | Natural Gas Fired Combustion Turbine | 207 | 191.9 | IPP Non-CHP
56635 | NRG Marsh Landing LLC | 57267 | Marsh Landing Generating Station | 2 | Natural Gas Fired Combustion Turbine | 207 | 190 | IPP Non-CHP
56635 | NRG Marsh Landing LLC | 57267 | Marsh Landing Generating Station | 3 | Natural Gas Fired Combustion Turbine | 207 | 191 | IPP Non-CHP
56635 | NRG Marsh Landing LLC | 57267 | Marsh Landing Generating Station | 4 | Natural Gas Fired Combustion Turbine | 207 | 191.4 | IPP Non-CHP
56642 | Grant County Wind LLC | 57274 | Grant County Wind LLC | 1 | Onshore Wind Turbine | 20 | 20 | IPP Non-CHP
56645 | Aqua America Inc | 57280 | Aqua Ingrams Mill | 1 | Solar Photovoltaic | 1 | 0.4 | IPP Non-CHP
56645 | Aqua America Inc | 58535 | Pickering Solar | 1 | Solar Photovoltaic | 1.5 | 1.4 | IPP Non-CHP
56646 | Covanta Plymouth Renewable Energy L P | 54625 | Covanta Plymouth Renewable Energy | TGI | Municipal Solid Waste | 32.1 | 28 | Commercial Non-CHP
56652 | DTE Stockton LLC | 54238 | Stockton Biomass | STG | Wood/Wood Waste Biomass | 54 | 45 | IPP CHP
56653 | Northern Colorado Wind LLC | 57290 | Northern Colorado Wind LLC | GE | Onshore Wind Turbine | 22.5 | 22.5 | IPP Non-CHP
56653 | Northern Colorado Wind LLC | 57290 | Northern Colorado Wind LLC | SIEM | Onshore Wind Turbine | 151.8 | 151.8 | IPP Non-CHP
56654 | Carleton College | 57296 | Carleton College | GEN1 | Petroleum Liquids | 2.3 | 2.3 | Commercial Non-CHP
56654 | Carleton College | 57296 | Carleton College | GEN2 | Petroleum Liquids | 2.3 | 2.3 | Commercial Non-CHP
56654 | Carleton College | 57296 | Carleton College | WIND1 | Onshore Wind Turbine | 1.6 | 1.6 | Commercial Non-CHP
56654 | Carleton College | 57296 | Carleton College | WIND2 | Onshore Wind Turbine | 1.6 | 1.6 | Commercial Non-CHP
56657 | ENEL Salt Wells LLC | 57213 | ENEL Salt Wells LLC | 101 | Geothermal | 11.8 | 10.1 | IPP Non-CHP
56657 | ENEL Salt Wells LLC | 57213 | ENEL Salt Wells LLC | 201 | Geothermal | 11.8 | 10.1 | IPP Non-CHP
56660 | Mojave Solar LLC | 57331 | Mojave Solar Project | MSP1 | Solar Thermal without Energy Storage | 140 | 125 | IPP Non-CHP
56660 | Mojave Solar LLC | 57331 | Mojave Solar Project | MSP2 | Solar Thermal without Energy Storage | 140 | 125 | IPP Non-CHP
56661 | Criterion Power Partners LLC | 57300 | Criterion Wind Project | 1 | Onshore Wind Turbine | 70 | 70 | IPP Non-CHP
56662 | Cedar Point LLC | 57315 | Cedar Point Wind | 1-139 | Onshore Wind Turbine | 252 | 243 | IPP Non-CHP
56663 | Mayberry Solar LLC | 57321 | Mayberry Solar LLC | 1PV | Solar Photovoltaic | 1.2 | 1.2 | IPP Non-CHP
56664 | Garnet Energy Corporation | 57302 | Garnet Wind Energy Center | 1 | Onshore Wind Turbine | 6.5 | 6.5 | IPP Non-CHP
56665 | Dutch Energy Corporation | 57301 | Dutch Wind Energy | DEC | Onshore Wind Turbine | 8 | 8 | IPP Non-CHP
56667 | Loraine Windpower Park LLC | 57303 | Loraine Windpark Project LLC | LWG1 | Onshore Wind Turbine | 75 | 75 | IPP Non-CHP
56667 | Loraine Windpower Park LLC | 57303 | Loraine Windpark Project LLC | LWG2 | Onshore Wind Turbine | 75 | 75 | IPP Non-CHP
56672 | Targa Co-Generation LLC | 57322 | Mont Belvieu Cogeneration Unit | GT01 | Natural Gas Fired Combustion Turbine | 15 | 12.3 | Industrial CHP
56673 | White Oak Solar Energy LLC | 57337 | Dover Sun Park | 1 | Solar Photovoltaic | 10 | 10 | IPP Non-CHP
56677 | Magma Energy US Corp | 52174 | Soda Lake Geothermal No I II | OE11 | Geothermal | 1.2 | 0.8 | IPP Non-CHP
56677 | Magma Energy US Corp | 52174 | Soda Lake Geothermal No I II | OE12 | Geothermal | 1.2 | 0.9 | IPP Non-CHP
56677 | Magma Energy US Corp | 52174 | Soda Lake Geothermal No I II | OE13 | Geothermal | 1.2 | 0.9 | IPP Non-CHP
56677 | Magma Energy US Corp | 52174 | Soda Lake Geothermal No I II | OE21 | Geothermal | 1.5 | 1.1 | IPP Non-CHP
56677 | Magma Energy US Corp | 52174 | Soda Lake Geothermal No I II | OEC1 | Geothermal | 3.5 | 1.2 | IPP Non-CHP
56677 | Magma Energy US Corp | 52174 | Soda Lake Geothermal No I II | OEC2 | Geothermal | 3.5 | 1.2 | IPP Non-CHP
56677 | Magma Energy US Corp | 52174 | Soda Lake Geothermal No I II | OEC3 | Geothermal | 3.5 | 1.3 | IPP Non-CHP
56677 | Magma Energy US Corp | 52174 | Soda Lake Geothermal No I II | OEC4 | Geothermal | 3.5 | 1.3 | IPP Non-CHP
56677 | Magma Energy US Corp | 52174 | Soda Lake Geothermal No I II | OEC5 | Geothermal | 3.5 | 1.3 | IPP Non-CHP
56677 | Magma Energy US Corp | 52174 | Soda Lake Geothermal No I II | OEC6 | Geothermal | 3.5 | 1.3 | IPP Non-CHP
56678 | FPL Energy Illinois Wind LLC | 57325 | FPL Energy Illinois Wind LLC | GE1.5 | Onshore Wind Turbine | 217.5 | 217.5 | IPP Non-CHP
56679 | Sierra SunTower LLC | 57323 | Sierra SunTower Solar Gen Station | UNIT1 | Solar Thermal without Energy Storage | 7.5 | 3.2 | IPP Non-CHP
56680 | Diamond Shamrock Refining Company LP | 57326 | Sunray Wind I | WND1 | Onshore Wind Turbine | 49.5 | 49.5 | IPP Non-CHP
56681 | Kent County Levy Court Dept of Pub Work | 57330 | Kent County Wastewater Treatment Solar | 1 | Solar Photovoltaic | 1.2 | 1.2 | IPP Non-CHP
56682 | Duke Energy Top Of the World WindPower | 57327 | Top of the World Windpower Project | TOTW1 | Onshore Wind Turbine | 200 | 200 | IPP Non-CHP
56683 | Elk City LLC | 57346 | Elk City LLC | 1 | Onshore Wind Turbine | 98.9 | 98.9 | IPP Non-CHP
56683 | Elk City LLC | 57346 | Elk City LLC | 2 | Onshore Wind Turbine | 99.2 | 99.2 | IPP Non-CHP
56684 | White Oak Energy LLC | 57342 | White Oak Energy LLC | 1 | Onshore Wind Turbine | 150 | 150 | IPP Non-CHP
56685 | Cargill Inc | 57343 | Cargill B6 Biofactory | 1 | Other Waste Biomass | 1.1 | 1.1 | IPP CHP
56685 | Cargill Inc | 57343 | Cargill B6 Biofactory | 2 | Other Waste Biomass | 1.1 | 1.1 | IPP CHP
56685 | Cargill Inc | 57345 | Cargill Kettle Butte Biofactory | 1 | Other Waste Biomass | 0.9 | 0.9 | IPP CHP
56685 | Cargill Inc | 57345 | Cargill Kettle Butte Biofactory | 2 | Other Waste Biomass | 0.9 | 0.9 | IPP CHP
56687 | CityCenter Land LLC | 57348 | CityCenter Central Plant Cogen Units | UNITA | Natural Gas Fired Combustion Turbine | 4.3 | 4 | Commercial CHP
56687 | CityCenter Land LLC | 57348 | CityCenter Central Plant Cogen Units | UNITB | Natural Gas Fired Combustion Turbine | 4.3 | 4 | Commercial CHP
56688 | Baldwin Wind LLC | 57347 | Baldwin Wind LLC | GE1 | Onshore Wind Turbine | 102.4 | 102.4 | IPP Non-CHP
56689 | Renew Energy Maintenance LLC | 57351 | Uilk Wind LLC | FA01 | Onshore Wind Turbine | 1.5 | 1.5 | Commercial Non-CHP
56689 | Renew Energy Maintenance LLC | 57351 | Uilk Wind LLC | FA02 | Onshore Wind Turbine | 1.5 | 1.5 | Commercial Non-CHP
56689 | Renew Energy Maintenance LLC | 57351 | Uilk Wind LLC | FA03 | Onshore Wind Turbine | 1.5 | 1.5 | Commercial Non-CHP
56690 | Town of Portsmouth | 57350 | Portsmouth Wind Turbine | WTG-1 | Onshore Wind Turbine | 1.5 | 1.5 | IPP Non-CHP
56693 | Fox Island Wind LLC | 57354 | Fox Island Wind LLC | 1 | Onshore Wind Turbine | 4.5 | 4.5 | IPP Non-CHP
56694 | Thermo No 1 BE 01 LLC | 57353 | Thermo No 1 | 2 | Geothermal | 14 | 14 | IPP Non-CHP
56696 | Alamosa Operating Services LLC | 57368 | Cogentrix of Alamosa | 1 | Solar Photovoltaic | 30 | 30 | IPP Non-CHP
56698 | Red Mesa Wind LLC | 57357 | Red Mesa Wind LLC | EXIS | Onshore Wind Turbine | 102.4 | 102.4 | IPP Non-CHP
56699 | CPV Keenan II Renewable Energy Co LLC | 57358 | Keenan II Renewable Energy Co LLC | 1 | Onshore Wind Turbine | 151.8 | 151.8 | IPP Non-CHP
56700 | Avenal Solar Holdings LLC | 57359 | Avenal Park | 1 | Solar Photovoltaic | 6 | 6 | IPP Non-CHP
56700 | Avenal Solar Holdings LLC | 57360 | Sun City Project LLC | 1 | Solar Photovoltaic | 20 | 20 | IPP Non-CHP
56700 | Avenal Solar Holdings LLC | 57361 | Sand Drag LLC | 1 | Solar Photovoltaic | 19 | 19 | IPP Non-CHP
56701 | The Hankin Group | 57362 | Morgantown Solar Park | 1 | Solar Photovoltaic | 2 | 1.6 | IPP Non-CHP
56702 | 510 REPP One LLC | 57363 | 510 REPP One | 1 | Solar Photovoltaic | 1.3 | 1.3 | IPP Non-CHP
56703 | MP Durham LLC | 57365 | MP Durham LLC | 1A | Landfill Gas | 1.1 | 1.1 | IPP Non-CHP
56703 | MP Durham LLC | 57365 | MP Durham LLC | 1B | Landfill Gas | 1.1 | 1.1 | IPP Non-CHP
56703 | MP Durham LLC | 57365 | MP Durham LLC | 1C | Landfill Gas | 1.1 | 1.1 | IPP Non-CHP
56704 | MP Wayne LLC | 57366 | MP Wayne LLC | 1A | Landfill Gas | 1.1 | 1.1 | IPP Non-CHP
56704 | MP Wayne LLC | 57366 | MP Wayne LLC | 1B | Landfill Gas | 1.1 | 1.1 | IPP Non-CHP
56704 | MP Wayne LLC | 57366 | MP Wayne LLC | 1C | Landfill Gas | 1.1 | 1.1 | IPP Non-CHP
56705 | Pocono International Raceway Inc | 57367 | Pocono Solar Project | POCON | Solar Photovoltaic | 3 | 3 | Commercial Non-CHP
56706 | Chevron Technology Ventures | 57369 | Questa Solar Facility | QST | Solar Photovoltaic | 1 | 1 | IPP Non-CHP
56707 | Yuma County Water User's Association | 57364 | Siphon Drop Power Plant | 1 | Conventional Hydroelectric | 2.2 | 2.2 | IPP Non-CHP
56707 | Yuma County Water User's Association | 57364 | Siphon Drop Power Plant | 2 | Conventional Hydroelectric | 2.2 | 2.2 | IPP Non-CHP
56713 | Adams Wind Generations LLC | 57375 | Adams Wind Generations LLC | AWG | Onshore Wind Turbine | 20 | 20 | IPP Non-CHP
56715 | Ridgewind Power Partners LLC | 57386 | Ridgewind | WTG1 | Onshore Wind Turbine | 25.3 | 25.3 | IPP Non-CHP
56718 | DF-AP #1 LLC | 57393 | Big Sky Dairy Digester | GEN1 | Other Waste Biomass | 0.8 | 0.7 | IPP Non-CHP
56718 | DF-AP #1 LLC | 57393 | Big Sky Dairy Digester | GEN2 | Other Waste Biomass | 0.8 | 0.7 | IPP Non-CHP
56720 | Greater Sandhill I LLC | 57377 | Greater Sandhill I | GS-P1 | Solar Photovoltaic | 10 | 10 | IPP Non-CHP
56720 | Greater Sandhill I LLC | 57377 | Greater Sandhill I | GS-P2 | Solar Photovoltaic | 9 | 9 | IPP Non-CHP
56721 | Danielson Wind Farms LLC | 57396 | Danielson Wind Farms LLC | DWF | Onshore Wind Turbine | 20 | 20 | IPP Non-CHP
56722 | AV Solar Ranch 1 LLC | 57378 | AV Solar Ranch One | AVSR | Solar Photovoltaic | 253 | 241.5 | IPP Non-CHP
56723 | Genesis Solar LLC | 57394 | Genesis Solar Energy Project | GEN01 | Solar Thermal without Energy Storage | 125 | 125 | IPP Non-CHP
56723 | Genesis Solar LLC | 57394 | Genesis Solar Energy Project | GEN02 | Solar Thermal without Energy Storage | 125 | 125 | IPP Non-CHP
56727 | Ashtabula Wind III LLC | 57387 | Ashtabula Wind III LLC | GE16 | Onshore Wind Turbine | 62.4 | 62.4 | IPP Non-CHP
56728 | Dow Jones & Co | 57397 | Dow Jones South Brunswick Solar | PV01 | Solar Photovoltaic | 2.5 | 2.5 | IPP Non-CHP
56728 | Dow Jones & Co | 57397 | Dow Jones South Brunswick Solar | PV02 | Solar Photovoltaic | 1.6 | 1.6 | IPP Non-CHP
56730 | Cedar Bay Operating Services LLC | 10672 | Cedar Bay Generating Company LP | GEN1 | Conventional Steam Coal | 291.6 | 250 | IPP CHP
56732 | GlaxoSmithKline Consumer Healthcare L P | 57390 | GSK York RDC Solar Facility | 1 | Solar Photovoltaic | 2.6 | 1.5 | IPP Non-CHP
56741 | Knouse Food Cooperative Inc | 57412 | Knouse Solar Project 1 | 1 | Solar Photovoltaic | 3 | 0.4 | Industrial Non-CHP
56742 | Notus Clean Energy LLC | 57414 | Notus Wind 1 | 1 | Onshore Wind Turbine | 1.7 | 1.7 | IPP Non-CHP
56744 | Elk Wind Energy LLC | 57417 | Elk Wind Farm | NORD | Onshore Wind Turbine | 40.8 | 40.8 | IPP Non-CHP
56748 | RP1 Fuel Cell LLC | 57419 | RPI Fuel Cell LLC | 0001 | Other Waste Biomass | 3 | 2.8 | IPP CHP
56749 | UTS SJ1 LLC | 57420 | UTS SJ1 LLC | 0001 | Other Waste Biomass | 1.5 | 1.4 | IPP CHP
56751 | Yolo County of | 57422 | Yolo County Solar Project | 1 | Solar Photovoltaic | 1 | 1 | Commercial Non-CHP
56751 | Yolo County of | 58204 | Grassland 3&4 Solar Project | INV3 | Solar Photovoltaic | 2.5 | 2.5 | IPP Non-CHP
56751 | Yolo County of | 58217 | Grassland 1&2 Solar Project | INV4 | Solar Photovoltaic | 2.5 | 2.5 | IPP Non-CHP
56753 | AgPower Jerome LLC | 57425 | Double A Digester | 1 | Other Waste Biomass | 1.5 | 1.5 | IPP CHP
56753 | AgPower Jerome LLC | 57425 | Double A Digester | 2 | Other Waste Biomass | 1.5 | 1.5 | IPP CHP
56753 | AgPower Jerome LLC | 57425 | Double A Digester | 3 | Other Waste Biomass | 1.5 | 1.5 | IPP CHP
56756 | Bellefontaine Gas Producers LLC | 57433 | Bellefontaine Gas Producers LLC | 1 | Landfill Gas | 1.6 | 1.6 | IPP Non-CHP
56756 | Bellefontaine Gas Producers LLC | 57433 | Bellefontaine Gas Producers LLC | 2 | Landfill Gas | 1.6 | 1.6 | IPP Non-CHP
56756 | Bellefontaine Gas Producers LLC | 57433 | Bellefontaine Gas Producers LLC | 3 | Landfill Gas | 1.6 | 1.6 | IPP Non-CHP
56757 | Valley View Transmission LLC | 57434 | Valley View Transmission LLC | VVT | Onshore Wind Turbine | 10 | 10 | IPP Non-CHP
56758 | Solar Star North Carolina II LLC | 57435 | Solar Star North Carolina II LLC | 1 | Solar Photovoltaic | 1.3 | 1 | IPP Non-CHP
56758 | Solar Star North Carolina II LLC | 57435 | Solar Star North Carolina II LLC | 2 | Solar Photovoltaic | 1.3 | 1 | IPP Non-CHP
56758 | Solar Star North Carolina II LLC | 57435 | Solar Star North Carolina II LLC | 3 | Solar Photovoltaic | 1.3 | 1 | IPP Non-CHP
56758 | Solar Star North Carolina II LLC | 57435 | Solar Star North Carolina II LLC | 4 | Solar Photovoltaic | 1.3 | 1 | IPP Non-CHP
56758 | Solar Star North Carolina II LLC | 57435 | Solar Star North Carolina II LLC | 5 | Solar Photovoltaic | 1.3 | 1 | IPP Non-CHP
56760 | Davidson Gas Producers LLC | 57436 | Davidson Gas Producers LLC | 1 | Landfill Gas | 1.6 | 1.6 | IPP Non-CHP
56761 | 6th St Solar Park of Gainesville FL | 57438 | 6th St Solar Park of Gainesville FL | 1 | Solar Photovoltaic | 1.6 | 1.6 | IPP Non-CHP
56762 | High Plains Ranch II, LLC | 57439 | California Valley Solar Ranch | HPR2 | Solar Photovoltaic | 32.3 | 32.3 | IPP Non-CHP
56762 | High Plains Ranch II, LLC | 57439 | California Valley Solar Ranch | HPR2A | Solar Photovoltaic | 21 | 21 | IPP Non-CHP
56762 | High Plains Ranch II, LLC | 57439 | California Valley Solar Ranch | HPR2B | Solar Photovoltaic | 86.5 | 86.5 | IPP Non-CHP
56762 | High Plains Ranch II, LLC | 57439 | California Valley Solar Ranch | HPR2C | Solar Photovoltaic | 70 | 70 | IPP Non-CHP
56762 | High Plains Ranch II, LLC | 57439 | California Valley Solar Ranch | HPR2D | Solar Photovoltaic | 40 | 40 | IPP Non-CHP
56764 | USG Nevada LLC | 57456 | San Emidio | SE-U1 | Geothermal | 11.8 | 6.1 | IPP Non-CHP
56765 | CER Colorado Bend Energy Partners LP | 56350 | Colorado Bend Energy Center | CT1A | Natural Gas Fired Combined Cycle | 90 | 75 | IPP Non-CHP
56765 | CER Colorado Bend Energy Partners LP | 56350 | Colorado Bend Energy Center | CT1B | Natural Gas Fired Combined Cycle | 90 | 75 | IPP Non-CHP
56765 | CER Colorado Bend Energy Partners LP | 56350 | Colorado Bend Energy Center | CT2A | Natural Gas Fired Combined Cycle | 90 | 75 | IPP Non-CHP
56765 | CER Colorado Bend Energy Partners LP | 56350 | Colorado Bend Energy Center | CT2B | Natural Gas Fired Combined Cycle | 90 | 75 | IPP Non-CHP
56765 | CER Colorado Bend Energy Partners LP | 56350 | Colorado Bend Energy Center | ST1 | Natural Gas Fired Combined Cycle | 105.1 | 105 | IPP Non-CHP
56765 | CER Colorado Bend Energy Partners LP | 56350 | Colorado Bend Energy Center | ST2 | Natural Gas Fired Combined Cycle | 115 | 105 | IPP Non-CHP
56766 | CER Quail Run Energy Partners LP | 56349 | Quail Run Energy Center | CT1A | Natural Gas Fired Combined Cycle | 75 | 72 | IPP Non-CHP
56766 | CER Quail Run Energy Partners LP | 56349 | Quail Run Energy Center | CT1B | Natural Gas Fired Combined Cycle | 75 | 72 | IPP Non-CHP
56766 | CER Quail Run Energy Partners LP | 56349 | Quail Run Energy Center | CT2A | Natural Gas Fired Combined Cycle | 86.5 | 70 | IPP Non-CHP
56766 | CER Quail Run Energy Partners LP | 56349 | Quail Run Energy Center | CT2B | Natural Gas Fired Combined Cycle | 86.5 | 70 | IPP Non-CHP
56766 | CER Quail Run Energy Partners LP | 56349 | Quail Run Energy Center | ST1 | Natural Gas Fired Combined Cycle | 125 | 98 | IPP Non-CHP
56766 | CER Quail Run Energy Partners LP | 56349 | Quail Run Energy Center | ST2 | Natural Gas Fired Combined Cycle | 125 | 100 | IPP Non-CHP
56769 | Consolidated Edison Development Inc. | 57256 | PA Solar Park | 1 | Solar Photovoltaic | 10.1 | 10 | IPP Non-CHP
56769 | Consolidated Edison Development Inc. | 57448 | Pilesgrove | PILE | Solar Photovoltaic | 18 | 17.7 | IPP Non-CHP
56769 | Consolidated Edison Development Inc. | 57471 | Murray Hill Solar | MHNJ | Solar Photovoltaic | 1 | 1 | IPP Non-CHP
56769 | Consolidated Edison Development Inc. | 57473 | Dartmouth Solar | DSMA | Solar Photovoltaic | 1.6 | 1.6 | IPP Non-CHP
56769 | Consolidated Edison Development Inc. | 57485 | Flemington Solar | FSNJ | Solar Photovoltaic | 8 | 7.9 | IPP Non-CHP
56769 | Consolidated Edison Development Inc. | 57486 | Frenchtown I Solar | F1NJ | Solar Photovoltaic | 3 | 3 | IPP Non-CHP
56769 | Consolidated Edison Development Inc. | 57487 | Frenchtown II Solar | F2NJ | Solar Photovoltaic | 3 | 3 | IPP Non-CHP
56769 | Consolidated Edison Development Inc. | 57488 | Lebanon Solar | LSNJ | Solar Photovoltaic | 2 | 2 | IPP Non-CHP
56769 | Consolidated Edison Development Inc. | 57838 | Dartmouth II Solar | D2MA | Solar Photovoltaic | 2 | 2 | IPP Non-CHP
56769 | Consolidated Edison Development Inc. | 57934 | Douglas Solar | DOMA | Solar Photovoltaic | 2 | 2 | IPP Non-CHP
56769 | Consolidated Edison Development Inc. | 57989 | Groveland Solar | GSMA | Solar Photovoltaic | 3.2 | 3.2 | IPP Non-CHP
56769 | Consolidated Edison Development Inc. | 57990 | Shrewsbury Solar | SSMA | Solar Photovoltaic | 2.5 | 2.5 | IPP Non-CHP
56769 | Consolidated Edison Development Inc. | 58002 | Alpaugh North | SPS | Solar Photovoltaic | 20 | 20 | IPP Non-CHP
56769 | Consolidated Edison Development Inc. | 58003 | Alpaugh 50 | SPS50 | Solar Photovoltaic | 50 | 50 | IPP Non-CHP
56769 | Consolidated Edison Development Inc. | 58214 | West Greenwich Solar | WGRI | Solar Photovoltaic | 1.9 | 1.9 | IPP Non-CHP
56769 | Consolidated Edison Development Inc. | 58373 | White River Solar | WRCA | Solar Photovoltaic | 20 | 20 | IPP Non-CHP
56769 | Consolidated Edison Development Inc. | 58374 | Corcoran Solar | CSCA | Solar Photovoltaic | 20 | 20 | IPP Non-CHP
56769 | Consolidated Edison Development Inc. | 58385 | Northbridge Solar | NSMA | Solar Photovoltaic | 1.9 | 1.9 | IPP Non-CHP
56769 | Consolidated Edison Development Inc. | 58561 | Merrimac Solar | MSMA | Solar Photovoltaic | 1.5 | 1.5 | IPP Non-CHP
56769 | Consolidated Edison Development Inc. | 58564 | Frenchtown III Solar | F3NJ | Solar Photovoltaic | 7.9 | 7.9 | IPP Non-CHP
56769 | Consolidated Edison Development Inc. | 58717 | OCI Alamo 4, LLC | 1 | Solar Photovoltaic | 39.6 | 39.6 | IPP Non-CHP
56769 | Consolidated Edison Development Inc. | 58973 | White River Solar 2 | W2CA | Solar Photovoltaic | 19.8 | 19.8 | IPP Non-CHP
56769 | Consolidated Edison Development Inc. | 59435 | Oak Tree Energy | OTE14 | Onshore Wind Turbine | 19.5 | 19.5 | IPP Non-CHP
56771 | Black Hills Service Company LLC | 56998 | Pueblo Airport Generating Station | 4 | Natural Gas Fired Combined Cycle | 40 | 37 | IPP Non-CHP
56771 | Black Hills Service Company LLC | 56998 | Pueblo Airport Generating Station | 43 | Natural Gas Fired Combined Cycle | 20 | 20 | IPP Non-CHP
56771 | Black Hills Service Company LLC | 56998 | Pueblo Airport Generating Station | 5 | Natural Gas Fired Combined Cycle | 40 | 37 | IPP Non-CHP
56771 | Black Hills Service Company LLC | 56998 | Pueblo Airport Generating Station | 53 | Natural Gas Fired Combined Cycle | 20 | 20 | IPP Non-CHP
56771 | Black Hills Service Company LLC | 56998 | Pueblo Airport Generating Station | 6 | Natural Gas Fired Combined Cycle | 40 | 37 | IPP Non-CHP
56771 | Black Hills Service Company LLC | 56998 | Pueblo Airport Generating Station | 7 | Natural Gas Fired Combined Cycle | 40 | 37 | IPP Non-CHP
56771 | Black Hills Service Company LLC | 56998 | Pueblo Airport Generating Station | GT1 | Natural Gas Fired Combustion Turbine | 100 | 90 | IPP Non-CHP
56771 | Black Hills Service Company LLC | 56998 | Pueblo Airport Generating Station | GT2 | Natural Gas Fired Combustion Turbine | 100 | 90 | IPP Non-CHP
56771 | Black Hills Service Company LLC | 57703 | Cheyenne Prairie Generating Station | 01A | Natural Gas Fired Combined Cycle | 40 | 37 | IPP Non-CHP
56771 | Black Hills Service Company LLC | 57703 | Cheyenne Prairie Generating Station | 01B | Natural Gas Fired Combined Cycle | 40 | 37 | IPP Non-CHP
56771 | Black Hills Service Company LLC | 57703 | Cheyenne Prairie Generating Station | 01C | Natural Gas Fired Combined Cycle | 20 | 20 | IPP Non-CHP
56771 | Black Hills Service Company LLC | 57703 | Cheyenne Prairie Generating Station | 02A | Natural Gas Fired Combustion Turbine | 40 | 37 | IPP Non-CHP
56772 | TX LFG Energy, LP | 55526 | Atascosita | GEN1 | Landfill Gas | 1.7 | 1.7 | IPP Non-CHP
56772 | TX LFG Energy, LP | 55526 | Atascosita | GEN2 | Landfill Gas | 1.7 | 1.7 | IPP Non-CHP
56772 | TX LFG Energy, LP | 55526 | Atascosita | GEN3 | Landfill Gas | 1.7 | 1.7 | IPP Non-CHP
56772 | TX LFG Energy, LP | 55526 | Atascosita | GEN4 | Landfill Gas | 1.7 | 1.7 | IPP Non-CHP
56772 | TX LFG Energy, LP | 55526 | Atascosita | GEN5 | Landfill Gas | 1.7 | 1.7 | IPP Non-CHP
56772 | TX LFG Energy, LP | 55526 | Atascosita | GEN6 | Landfill Gas | 1.7 | 1.7 | IPP Non-CHP
56772 | TX LFG Energy, LP | 55551 | Baytown | UNT1 | Landfill Gas | 1 | 1 | IPP Non-CHP
56772 | TX LFG Energy, LP | 55551 | Baytown | UNT2 | Landfill Gas | 1 | 1 | IPP Non-CHP
56772 | TX LFG Energy, LP | 55551 | Baytown | UNT3 | Landfill Gas | 1 | 1 | IPP Non-CHP
56772 | TX LFG Energy, LP | 55551 | Baytown | UNT4 | Landfill Gas | 1 | 1 | IPP Non-CHP
56772 | TX LFG Energy, LP | 55552 | Bluebonnet | UNT1 | Landfill Gas | 1 | 1 | IPP Non-CHP
56772 | TX LFG Energy, LP | 55552 | Bluebonnet | UNT2 | Landfill Gas | 1 | 1 | IPP Non-CHP
56772 | TX LFG Energy, LP | 55552 | Bluebonnet | UNT3 | Landfill Gas | 1 | 1 | IPP Non-CHP
56772 | TX LFG Energy, LP | 55552 | Bluebonnet | UNT4 | Landfill Gas | 1 | 1 | IPP Non-CHP
56772 | TX LFG Energy, LP | 55554 | Coastal Plains | UNT1 | Landfill Gas | 1.7 | 1.7 | IPP Non-CHP
56772 | TX LFG Energy, LP | 55554 | Coastal Plains | UNT2 | Landfill Gas | 1.7 | 1.7 | IPP Non-CHP
56772 | TX LFG Energy, LP | 55554 | Coastal Plains | UNT3 | Landfill Gas | 1.7 | 1.7 | IPP Non-CHP
56772 | TX LFG Energy, LP | 55554 | Coastal Plains | UNT4 | Landfill Gas | 1.7 | 1.7 | IPP Non-CHP
56772 | TX LFG Energy, LP | 55556 | Security | UNT2 | Landfill Gas | 1.7 | 1.7 | IPP Non-CHP
56772 | TX LFG Energy, LP | 55556 | Security | UNT3 | Landfill Gas | 1.7 | 1.7 | IPP Non-CHP
56773 | Toyon Landfill Gas Conversion, LLC | 54327 | Toyon Power Station | TOY4 | Landfill Gas | 1.8 | 1.7 | IPP Non-CHP
56773 | Toyon Landfill Gas Conversion, LLC | 54327 | Toyon Power Station | TOY5 | Landfill Gas | 1.8 | 1.7 | IPP Non-CHP
56774 | S Montana Elec Gen and Trans Coop Inc | 57480 | Highwood Generating Station | GTG1 | Natural Gas Fired Combustion Turbine | 42.6 | 40.5 | Electric Utility
56776 | Seneca Sustainable Energy LLC | 57457 | Seneca Sustainable Energy LLC | 1 | Wood/Wood Waste Biomass | 19.8 | 19.8 | Industrial Non-CHP
56777 | Avidan Energy Solutions | 57458 | 145 Talmadge Solar | 1 | Solar Photovoltaic | 3.8 | 3.8 | IPP Non-CHP
56778 | Bloom Energy 2009 PPA | 57460 | Caltech Central | CL00 | Other Waste Biomass | 0.1 | 0.1 | IPP Non-CHP
56778 | Bloom Energy 2009 PPA | 57460 | Caltech Central | CL01 | Other Waste Biomass | 0.1 | 0.1 | IPP Non-CHP
56778 | Bloom Energy 2009 PPA | 57460 | Caltech Central | CL02 | Other Waste Biomass | 0.1 | 0.1 | IPP Non-CHP
56778 | Bloom Energy 2009 PPA | 57460 | Caltech Central | CL03 | Other Waste Biomass | 0.1 | 0.1 | IPP Non-CHP
56778 | Bloom Energy 2009 PPA | 57460 | Caltech Central | CL04 | Other Waste Biomass | 0.1 | 0.1 | IPP Non-CHP
56778 | Bloom Energy 2009 PPA | 57460 | Caltech Central | CL05 | Other Waste Biomass | 0.1 | 0.1 | IPP Non-CHP
56778 | Bloom Energy 2009 PPA | 57460 | Caltech Central | CL06 | Other Waste Biomass | 0.1 | 0.1 | IPP Non-CHP
56778 | Bloom Energy 2009 PPA | 57460 | Caltech Central | CL07 | Other Waste Biomass | 0.1 | 0.1 | IPP Non-CHP
56778 | Bloom Energy 2009 PPA | 57460 | Caltech Central | CL08 | Other Waste Biomass | 0.1 | 0.1 | IPP Non-CHP
56778 | Bloom Energy 2009 PPA | 57460 | Caltech Central | CL09 | Other Waste Biomass | 0.1 | 0.1 | IPP Non-CHP
56778 | Bloom Energy 2009 PPA | 57460 | Caltech Central | CL10 | Other Waste Biomass | 0.1 | 0.1 | IPP Non-CHP
56778 | Bloom Energy 2009 PPA | 57807 | Coca Cola American Canyon | COK01 | Other Natural Gas | 1.1 | 1 | IPP Non-CHP
56778 | Bloom Energy 2009 PPA | 58128 | Kaiser Downey | KRSO1 | Landfill Gas | 0.2 | 0.2 | IPP Non-CHP
56778 | Bloom Energy 2009 PPA | 58128 | Kaiser Downey | KRSO2 | Landfill Gas | 0.2 | 0.2 | IPP Non-CHP
56778 | Bloom Energy 2009 PPA | 58128 | Kaiser Downey | KRSO3 | Landfill Gas | 0.2 | 0.2 | IPP Non-CHP
56778 | Bloom Energy 2009 PPA | 58128 | Kaiser Downey | KRSO4 | Landfill Gas | 0.2 | 0.2 | IPP Non-CHP
56778 | Bloom Energy 2009 PPA | 58128 | Kaiser Downey | KRSO5 | Landfill Gas | 0.2 | 0.2 | IPP Non-CHP
56778 | Bloom Energy 2009 PPA | 58132 | Kaiser Ontario | KSRO1 | Other Waste Biomass | 0.2 | 0.2 | IPP Non-CHP
56778 | Bloom Energy 2009 PPA | 58132 | Kaiser Ontario | KSRO2 | Other Waste Biomass | 0.2 | 0.2 | IPP Non-CHP
56778 | Bloom Energy 2009 PPA | 58132 | Kaiser Ontario | KSRO3 | Other Waste Biomass | 0.2 | 0.2 | IPP Non-CHP
56778 | Bloom Energy 2009 PPA | 58132 | Kaiser Ontario | KSRO4 | Other Waste Biomass | 0.2 | 0.2 | IPP Non-CHP
56778 | Bloom Energy 2009 PPA | 58132 | Kaiser Ontario | KSRO5 | Other Waste Biomass | 0.2 | 0.2 | IPP Non-CHP
56779 | Martins Creek Solar NC, LLC | 57461 | Martins Creek Solar NC, LLC | 1 | Solar Photovoltaic | 1 | 0.9 | IPP Non-CHP
56780 | Enfinity BNB Napoleon Solar LLC | 57462 | Napoleon Solar I | 1 | Solar Photovoltaic | 8 | 8 | IPP Non-CHP
56783 | Romark Logistics of PA Inc. | 57465 | Romark PA Solar | 1 | Solar Photovoltaic | 1.8 | 1.8 | IPP Non-CHP
56785 | The Westervelt Co | 57467 | Westervelt Moundville Cogen | TG1 | Wood/Wood Waste Biomass | 8.8 | 8.2 | Industrial CHP
56786 | Crystal Lake 3 LLC | 57468 | Crystal Lake 3 LLC | GE1.5 | Onshore Wind Turbine | 66 | 66 | IPP Non-CHP
56787 | Garden Wind LLC | 57469 | Garden Wind LLC | GE1.5 | Onshore Wind Turbine | 150 | 150 | IPP Non-CHP
56788 | Domtar Paper Company Bennettsville | 57470 | Marlboro Mill | MG1 | Wood/Wood Waste Biomass | 51.4 | 34.2 | Industrial CHP
56790 | Ralls Wind Farm LLC | 57474 | Ralls Wind Farm | 1 | Onshore Wind Turbine | 10 | 10 | IPP Non-CHP
56791 | Hudson Ranch Power I LLC | 57475 | John L. Featherstone Plant | HRP1 | Geothermal | 55 | 49.9 | IPP Non-CHP
56795 | Chittenden County Solar Partners LLC | 57481 | Chittenden County Solar Partners | 01 | Solar Photovoltaic | 2.2 | 2.2 | IPP Non-CHP
56798 | Taylorsville Solar LLC | 57402 | Taylorsville Solar LLC | TAY1 | Solar Photovoltaic | 1.2 | 1 | IPP Non-CHP
56800 | Brewster | 56207 | DL Windy Acres LLC | 1 | Onshore Wind Turbine | 2 | 2 | IPP Non-CHP
56800 | Brewster | 56208 | S&P Windfarm LLC | 1 | Onshore Wind Turbine | 2 | 2 | IPP Non-CHP
56800 | Brewster | 56210 | B&K Energy Systems LLC | 1 | Onshore Wind Turbine | 2 | 2 | IPP Non-CHP
56801 | Cisco | 56709 | Christoffer Wind Energy I LLC | 1 | Onshore Wind Turbine | 2.1 | 2.1 | IPP Non-CHP
56801 | Cisco | 56710 | Christoffer Wind Energy II LLC | 1 | Onshore Wind Turbine | 2.1 | 2.1 | IPP Non-CHP
56801 | Cisco | 56711 | Christoffer Wind Energy III LLC | 1 | Onshore Wind Turbine | 2.1 | 2.1 | IPP Non-CHP
56801 | Cisco | 56712 | Christoffer Wind Energy IV LLC | 1 | Onshore Wind Turbine | 2.1 | 2.1 | IPP Non-CHP
56802 | Echo 1 | 56971 | Oregon Trail Windfarm LLC | 1 | Onshore Wind Turbine | 9.9 | 9.9 | IPP Non-CHP
56802 | Echo 1 | 56972 | Pacific Canyon Windfarm LLC | 1 | Onshore Wind Turbine | 8.3 | 8.3 | IPP Non-CHP
56802 | Echo 1 | 56973 | Sand Ranch Windfarm LLC | 1 | Onshore Wind Turbine | 9.9 | 9.9 | IPP Non-CHP
56802 | Echo 1 | 56975 | Ward Butte Windfarm LLC | 1 | Onshore Wind Turbine | 6.6 | 6.6 | IPP Non-CHP
56803 | Echo 2 | 56969 | Four Corners Windfarm LLC | 1 | Onshore Wind Turbine | 10 | 10 | IPP Non-CHP
56803 | Echo 2 | 56970 | Four Mile Canyon Windfarm LLC | 1 | Onshore Wind Turbine | 10 | 10 | IPP Non-CHP
56804 | Echo 3 | 56967 | Butter Creek Power LLC | 1 | Onshore Wind Turbine | 5 | 5 | IPP Non-CHP
56804 | Echo 3 | 56968 | Big Top LLC | 1 | Onshore Wind Turbine | 1.7 | 1.7 | IPP Non-CHP
56804 | Echo 3 | 56974 | Wagon Trail LLC | 1 | Onshore Wind Turbine | 3.3 | 3.3 | IPP Non-CHP
56805 | Exelon Wind LLC | 56628 | Prairie Wind Power LLC | 1 | Onshore Wind Turbine | 4 | 4 | IPP Non-CHP
56806 | Marshall Wind | 56824 | Marshall Wind 2 LLC | 1 | Onshore Wind Turbine | 4.2 | 4.2 | IPP Non-CHP
56806 | Marshall Wind | 56825 | Marshall Wind 3 LLC | 1 | Onshore Wind Turbine | 4.2 | 4.2 | IPP Non-CHP
56806 | Marshall Wind | 56826 | Marshall Wind 4 LLC | 1 | Onshore Wind Turbine | 4.2 | 4.2 | IPP Non-CHP
56806 | Marshall Wind | 56827 | Marshall Wind 5 LLC | 1 | Onshore Wind Turbine | 2.1 | 2.1 | IPP Non-CHP
56806 | Marshall Wind | 56828 | Marshall Wind 6 LLC | 1 | Onshore Wind Turbine | 2.1 | 2.1 | IPP Non-CHP
56806 | Marshall Wind | 56840 | Marshall Wind 1 LLC | 1 | Onshore Wind Turbine | 2.1 | 2.1 | IPP Non-CHP
56807 | Moore 1 | 56580 | Blue Breezes LLC | 1 | Onshore Wind Turbine | 1.3 | 1.3 | IPP Non-CHP
56807 | Moore 1 | 56581 | Blue Breezes II LLC | 1 | Onshore Wind Turbine | 1.3 | 1.3 | IPP Non-CHP
56808 | Norgard 1 | 56578 | Roadrunner I LLC | 1 | Onshore Wind Turbine | 1.3 | 1.3 | IPP Non-CHP
56808 | Norgard 1 | 56579 | Windy Dog I LLC | 1 | Onshore Wind Turbine | 1.3 | 1.3 | IPP Non-CHP
56808 | Norgard 1 | 56582 | Breezy Bucks II LLC | 1 | Onshore Wind Turbine | 1.3 | 1.3 | IPP Non-CHP
56808 | Norgard 1 | 56583 | Salty Dog I LLC | 1 | Onshore Wind Turbine | 1.3 | 1.3 | IPP Non-CHP
56808 | Norgard 1 | 56584 | Salty Dog II LLC | 1 | Onshore Wind Turbine | 1.3 | 1.3 | IPP Non-CHP
56808 | Norgard 1 | 56585 | Wallys Wind Farm LLC | 1 | Onshore Wind Turbine | 1.3 | 1.3 | IPP Non-CHP
56808 | Norgard 1 | 56595 | Breezy Bucks I LLC | 1 | Onshore Wind Turbine | 1.3 | 1.3 | IPP Non-CHP
56812 | Arlington Valley LLC | 55282 | Arlington Valley Energy Facility | CTG1 | Natural Gas Fired Combined Cycle | 198 | 161 | IPP Non-CHP
56812 | Arlington Valley LLC | 55282 | Arlington Valley Energy Facility | CTG2 | Natural Gas Fired Combined Cycle | 198 | 161 | IPP Non-CHP
56812 | Arlington Valley LLC | 55282 | Arlington Valley Energy Facility | STG1 | Natural Gas Fired Combined Cycle | 317 | 257 | IPP Non-CHP
56813 | Allegheny Hydro LLC | 50897 | Allegheny Hydro No 8 | GEN1 | Conventional Hydroelectric | 6.8 | 6.8 | IPP Non-CHP
56813 | Allegheny Hydro LLC | 50897 | Allegheny Hydro No 8 | GEN2 | Conventional Hydroelectric | 6.8 | 6.8 | IPP Non-CHP
56813 | Allegheny Hydro LLC | 50898 | Allegheny Hydro No 9 | GEN1 | Conventional Hydroelectric | 8.9 | 8.9 | IPP Non-CHP
56813 | Allegheny Hydro LLC | 50898 | Allegheny Hydro No 9 | GEN2 | Conventional Hydroelectric | 8.9 | 8.9 | IPP Non-CHP
56814 | Black Creek Renewable Energy LLC | 57492 | Sampson County Landfill | GEN1 | Landfill Gas | 1.6 | 1.6 | IPP Non-CHP
56814 | Black Creek Renewable Energy LLC | 57492 | Sampson County Landfill | GEN2 | Landfill Gas | 1.6 | 1.6 | IPP Non-CHP
56814 | Black Creek Renewable Energy LLC | 57492 | Sampson County Landfill | GEN3 | Landfill Gas | 1.6 | 1.6 | IPP Non-CHP
56814 | Black Creek Renewable Energy LLC | 57492 | Sampson County Landfill | GEN4 | Landfill Gas | 1.6 | 1.6 | IPP Non-CHP
56814 | Black Creek Renewable Energy LLC | 57492 | Sampson County Landfill | GEN5 | Landfill Gas | 1.6 | 1.6 | IPP Non-CHP
56814 | Black Creek Renewable Energy LLC | 57492 | Sampson County Landfill | GEN6 | Landfill Gas | 1.6 | 1.6 | IPP Non-CHP
56815 | NorthWestern Energy DGGS | 56908 | Dave Gates Generating Station | 1 | Natural Gas Fired Combustion Turbine | 67.7 | 44.1 | Electric Utility
56815 | NorthWestern Energy DGGS | 56908 | Dave Gates Generating Station | 2 | Natural Gas Fired Combustion Turbine | 67.7 | 44.1 | Electric Utility
56815 | NorthWestern Energy DGGS | 56908 | Dave Gates Generating Station | 3 | Natural Gas Fired Combustion Turbine | 67.7 | 44.1 | Electric Utility
56816 | Masser Farms Realty Ltd | 57494 | Masser Farms Realty Solar | MFRS | Solar Photovoltaic | 1 | 1 | IPP Non-CHP
56817 | Outagamie Clean Energy Project LLC | 54842 | Outagamie County Co-Generation Facility | G1 | Landfill Gas | 1.6 | 1.6 | IPP CHP
56817 | Outagamie Clean Energy Project LLC | 54842 | Outagamie County Co-Generation Facility | G2 | Landfill Gas | 1.6 | 1.6 | IPP CHP
56817 | Outagamie Clean Energy Project LLC | 54842 | Outagamie County Co-Generation Facility | G3 | Landfill Gas | 1.6 | 1.6 | IPP CHP
56819 | CSOLAR IV South LLC | 57490 | Imperial Solar Energy Center South | 56819 | Solar Photovoltaic | 128.9 | 130 | IPP Non-CHP
56826 | Texas Medical Center Central | 57504 | TECO CHP-1 | CHP1 | Natural Gas Fired Combustion Turbine | 48 | 48 | Commercial CHP
56827 | FRV SI Transport Solar LP | 57506 | FRV SI Transport Solar LP | SEIM | Solar Photovoltaic | 1 | 1 | IPP Non-CHP
56828 | RV CSU Power II LLC | 57507 | RV CSU Power II LLC | CSUII | Solar Photovoltaic | 3 | 3 | Commercial Non-CHP
56829 | McKinney LFG LLC | 57508 | McKinney LFG | GEN1 | Landfill Gas | 1.6 | 1.4 | IPP Non-CHP
56829 | McKinney LFG LLC | 57508 | McKinney LFG | GEN2 | Landfill Gas | 1.6 | 1.4 | IPP Non-CHP
56830 | Carson Solar 1 LLC | 57509 | Carson Solar I | 1 | Solar Photovoltaic | 2 | 1.5 | IPP Non-CHP
56835 | CSUCI Site Authority | 50851 | OLS Energy Camarillo | GEN1 | Natural Gas Fired Combined Cycle | 23.5 | 21.5 | IPP CHP
56835 | CSUCI Site Authority | 50851 | OLS Energy Camarillo | GEN2 | Natural Gas Fired Combined Cycle | 7.6 | 6.8 | IPP CHP
56837 | KEI (Maine) Power Management (II) LLC | 50699 | Pumpkin Hill | GEN1 | Conventional Hydroelectric | 1 | 1 | IPP Non-CHP
56837 | KEI (Maine) Power Management (II) LLC | 54124 | Pittsfield Hydro | GEN1 | Conventional Hydroelectric | 0.4 | 0.4 | IPP Non-CHP
56837 | KEI (Maine) Power Management (II) LLC | 54124 | Pittsfield Hydro | GEN2 | Conventional Hydroelectric | 0.3 | 0.3 | IPP Non-CHP
56837 | KEI (Maine) Power Management (II) LLC | 54124 | Pittsfield Hydro | GEN3 | Conventional Hydroelectric | 0.4 | 0.4 | IPP Non-CHP
56838 | KEI (Maine) Power Management (III) LLC | 10728 | Barker Lower | GEN1 | Conventional Hydroelectric | 1.5 | 1.5 | IPP Non-CHP
56838 | KEI (Maine) Power Management (III) LLC | 50688 | Gardiner | GEN1 | Conventional Hydroelectric | 1 | 1 | IPP Non-CHP
56838 | KEI (Maine) Power Management (III) LLC | 52171 | Upper Barker | GEN1 | Conventional Hydroelectric | 1 | 1 | IPP Non-CHP
56839 | KEI (Maine) Power Management (IV) LLC | 54123 | Mechanic Falls | GEN1 | Conventional Hydroelectric | 1 | 1 | IPP Non-CHP
56839 | KEI (Maine) Power Management (IV) LLC | 54123 | Mechanic Falls | GEN2 | Conventional Hydroelectric | 0.4 | 0.4 | IPP Non-CHP
56840 | Emporia Hydro Power LP | 50175 | Emporia | GEN1 | Conventional Hydroelectric | 2 | 2 | IPP Non-CHP
56840 | Emporia Hydro Power LP | 50175 | Emporia | GEN2 | Conventional Hydroelectric | 0.5 | 0.5 | IPP Non-CHP
56842 | Union Falls Hydro Power LP | 50176 | Union Falls | GEN1 | Conventional Hydroelectric | 1.3 | 1.3 | IPP Non-CHP
56842 | Union Falls Hydro Power LP | 50176 | Union Falls | GEN2 | Conventional Hydroelectric | 1.3 | 1.3 | IPP Non-CHP
56843 | Banister Hydro LP | 50178 | Halifax | GEN1 | Conventional Hydroelectric | 0.8 | 0.8 | IPP Non-CHP
56843 | Banister Hydro LP | 50178 | Halifax | GEN2 | Conventional Hydroelectric | 0.4 | 0.4 | IPP Non-CHP
56843 | Banister Hydro LP | 50178 | Halifax | GEN3 | Conventional Hydroelectric | 0.4 | 0.4 | IPP Non-CHP
56844 | Blackstone Hydro Inc. | 50177 | Blackstone/Tupperware | GEN1 | Conventional Hydroelectric | 0.4 | 0.4 | IPP Non-CHP
56844 | Blackstone Hydro Inc. | 50177 | Blackstone/Tupperware | GEN2 | Conventional Hydroelectric | 0.4 | 0.4 | IPP Non-CHP
56844 | Blackstone Hydro Inc. | 50177 | Blackstone/Tupperware | GEN3 | Conventional Hydroelectric | 0.4 | 0.4 | IPP Non-CHP
56844 | Blackstone Hydro Inc. | 50177 | Blackstone/Tupperware | GEN4 | Conventional Hydroelectric | 0.4 | 0.4 | IPP Non-CHP
56852 | Edgewood Energy LLC | 55786 | Edgewood Energy LLC | CT01 | Natural Gas Fired Combustion Turbine | 50 | 42.5 | IPP Non-CHP
56852 | Edgewood Energy LLC | 55786 | Edgewood Energy LLC | CT02 | Natural Gas Fired Combustion Turbine | 50 | 42.5 | IPP Non-CHP
56853 | Shoreham Energy LLC | 55787 | Shoreham Energy LLC | CT01 | Petroleum Liquids | 50 | 42.5 | IPP Non-CHP
56853 | Shoreham Energy LLC | 55787 | Shoreham Energy LLC | CT02 | Petroleum Liquids | 50 | 42.5 | IPP Non-CHP
56854 | Messalonskee Stream Hydro LLC | 1497 | Messalonskee 2 (Oakland) | 1 | Conventional Hydroelectric | 2.8 | 2.8 | IPP Non-CHP
56854 | Messalonskee Stream Hydro LLC | 1498 | Messalonskee 3 | 1 | Conventional Hydroelectric | 1.6 | 1.6 | IPP Non-CHP
56854 | Messalonskee Stream Hydro LLC | 1500 | Messalonskee 5 | 1 | Conventional Hydroelectric | 1.8 | 1.8 | IPP Non-CHP
56855 | Performance Services | 57637 | Union City Wind Turbine | 1 | Onshore Wind Turbine | 1 | 1 | IPP Non-CHP
56855 | Performance Services | 57638 | Randolph Eastern School Wind Turbine | 1 | Onshore Wind Turbine | 1 | 1 | Commercial Non-CHP
56856 | Trexlertown Solar Array North and South | 57519 | Trexlertown Solar Array North and South | GEN1 | Solar Photovoltaic | 1.9 | 1.9 | Industrial Non-CHP
56857 | SunE M5C Holdings LLC | 57524 | Roger Road WWTP | 1 | Solar Photovoltaic | 1.1 | 0.9 | IPP Non-CHP
56863 | Kapaa Solar LLC | 57525 | Kapaa Photovoltaic Project | KSPV | Solar Photovoltaic | 1 | 1 | IPP Non-CHP
56865 | Caithness Shepherds Flat LLC | 57526 | North Hurlburt Wind LLC | NORTH | Onshore Wind Turbine | 265 | 265 | IPP Non-CHP
56865 | Caithness Shepherds Flat LLC | 57549 | South Hurlburt Wind LLC | SOUTH | Onshore Wind Turbine | 290 | 290 | IPP Non-CHP
56865 | Caithness Shepherds Flat LLC | 57550 | Horseshoe Bend Wind LLC | HORSE | Onshore Wind Turbine | 290 | 290 | IPP Non-CHP
56866 | HL Power Company | 10777 | HL Power | GEN1 | Wood/Wood Waste Biomass | 36.2 | 30 | IPP Non-CHP
56868 | Kawailoa Wind LLC | 57529 | Kawailoa Wind | 1 | Onshore Wind Turbine | 69 | 69 | IPP Non-CHP
56874 | Winona County Wind LLC | 57547 | Winona County Wind LLC | WCW | Onshore Wind Turbine | 1.5 | 1.5 | IPP Non-CHP
56880 | Shoshone Irrigation District | 57551 | Garland Canal Power Plant | MAIN | Conventional Hydroelectric | 2.9 | 2.6 | IPP Non-CHP
56881 | Valley NG Power Company LLC | 3508 | Valley (TX) | 1 | Natural Gas Steam Turbine | 198.9 | 174 | IPP Non-CHP
56881 | Valley NG Power Company LLC | 3508 | Valley (TX) | 2 | Natural Gas Steam Turbine | 580.5 | 520 | IPP Non-CHP
56881 | Valley NG Power Company LLC | 3508 | Valley (TX) | 3 | Natural Gas Steam Turbine | 396 | 375 | IPP Non-CHP
56884 | Big Brown Power Company LLC | 3497 | Big Brown | 1 | Conventional Steam Coal | 593.4 | 600 | IPP Non-CHP
56884 | Big Brown Power Company LLC | 3497 | Big Brown | 2 | Conventional Steam Coal | 593.4 | 595 | IPP Non-CHP
56886 | Big Sandy Peaker Plant LLC | 55284 | Big Sandy Peaker Plant | BSG1 | Natural Gas Fired Combustion Turbine | 57 | 50 | IPP Non-CHP
56886 | Big Sandy Peaker Plant LLC | 55284 | Big Sandy Peaker Plant | BSG2 | Natural Gas Fired Combustion Turbine | 57 | 50 | IPP Non-CHP
56886 | Big Sandy Peaker Plant LLC | 55284 | Big Sandy Peaker Plant | BSG3 | Natural Gas Fired Combustion Turbine | 57 | 50 | IPP Non-CHP
56886 | Big Sandy Peaker Plant LLC | 55284 | Big Sandy Peaker Plant | BSG4 | Natural Gas Fired Combustion Turbine | 57 | 50 | IPP Non-CHP
56886 | Big Sandy Peaker Plant LLC | 55284 | Big Sandy Peaker Plant | BSG5 | Natural Gas Fired Combustion Turbine | 57 | 50 | IPP Non-CHP
56886 | Big Sandy Peaker Plant LLC | 55284 | Big Sandy Peaker Plant | BSG6 | Natural Gas Fired Combustion Turbine | 57 | 50 | IPP Non-CHP
56887 | CPV Sentinel LLC | 57482 | CPV Sentinel Energy Project | CTG1 | Natural Gas Fired Combustion Turbine | 100 | 100 | IPP Non-CHP
56887 | CPV Sentinel LLC | 57482 | CPV Sentinel Energy Project | CTG2 | Natural Gas Fired Combustion Turbine | 100 | 100 | IPP Non-CHP
56887 | CPV Sentinel LLC | 57482 | CPV Sentinel Energy Project | CTG3 | Natural Gas Fired Combustion Turbine | 100 | 100 | IPP Non-CHP
56887 | CPV Sentinel LLC | 57482 | CPV Sentinel Energy Project | CTG4 | Natural Gas Fired Combustion Turbine | 100 | 100 | IPP Non-CHP
56887 | CPV Sentinel LLC | 57482 | CPV Sentinel Energy Project | CTG5 | Natural Gas Fired Combustion Turbine | 100 | 100 | IPP Non-CHP
56887 | CPV Sentinel LLC | 57482 | CPV Sentinel Energy Project | CTG6 | Natural Gas Fired Combustion Turbine | 100 | 100 | IPP Non-CHP
56887 | CPV Sentinel LLC | 57482 | CPV Sentinel Energy Project | CTG7 | Natural Gas Fired Combustion Turbine | 100 | 100 | IPP Non-CHP
56887 | CPV Sentinel LLC | 57482 | CPV Sentinel Energy Project | CTG8 | Natural Gas Fired Combustion Turbine | 100 | 100 | IPP Non-CHP
56888 | Brea Generation LLC | 10648 | Olinda Landfill Gas Recovery Plant | GEN1 | Landfill Gas | 1.8 | 1.7 | IPP Non-CHP
56888 | Brea Generation LLC | 10648 | Olinda Landfill Gas Recovery Plant | GEN2 | Landfill Gas | 1.8 | 1.7 | IPP Non-CHP
56888 | Brea Generation LLC | 10648 | Olinda Landfill Gas Recovery Plant | GEN3 | Landfill Gas | 1.8 | 1.7 | IPP Non-CHP
56889 | Rhode Island LFG Genco | 50365 | Ridgewood Providence Power | PH21 | Landfill Gas | 1.6 | 1.5 | IPP Non-CHP
56889 | Rhode Island LFG Genco | 50365 | Ridgewood Providence Power | PH22 | Landfill Gas | 1.6 | 1.5 | IPP Non-CHP
56889 | Rhode Island LFG Genco | 50365 | Ridgewood Providence Power | PH23 | Landfill Gas | 1.6 | 1.5 | IPP Non-CHP
56889 | Rhode Island LFG Genco | 50365 | Ridgewood Providence Power | PH24 | Landfill Gas | 1.6 | 1.5 | IPP Non-CHP
56889 | Rhode Island LFG Genco | 59254 | Johnston LFG Turbine Plant | GENS1 | Landfill Gas | 10 | 8.9 | IPP Non-CHP
56889 | Rhode Island LFG Genco | 59254 | Johnston LFG Turbine Plant | GENT1 | Landfill Gas | 6 | 5.5 | IPP Non-CHP
56889 | Rhode Island LFG Genco | 59254 | Johnston LFG Turbine Plant | GENT2 | Landfill Gas | 6 | 5.5 | IPP Non-CHP
56889 | Rhode Island LFG Genco | 59254 | Johnston LFG Turbine Plant | GENT3 | Landfill Gas | 6 | 5.5 | IPP Non-CHP
56889 | Rhode Island LFG Genco | 59254 | Johnston LFG Turbine Plant | GENT4 | Landfill Gas | 6 | 5.5 | IPP Non-CHP
56891 | Shirley Wind LLC | 57553 | Shirley Wind | 1 | Onshore Wind Turbine | 20 | 20 | IPP Non-CHP
56892 | Solar Star Colorado II LLC | 57554 | AFA Solar Farm | AFA1 | Solar Photovoltaic | 5.5 | 5.5 | IPP Non-CHP
56894 | Woodstock Hills | 55342 | Woodstock Windfarm | WIND | Onshore Wind Turbine | 10.2 | 10.2 | IPP Non-CHP
56898 | Sunnyvale City of WPCP | 57557 | Sunnyvale City of WPCP | S-14 | Landfill Gas | 0.8 | 0.8 | Electric Utility
56898 | Sunnyvale City of WPCP | 57557 | Sunnyvale City of WPCP | S-15 | Landfill Gas | 0.8 | 0.8 | Electric Utility
56899 | Wind Stream Operations LLC | 50532 | Victory Garden (Tehachapi) | 15SLE | Onshore Wind Turbine | 1.5 | 1.5 | IPP Non-CHP
56899 | Wind Stream Operations LLC | 50532 | Victory Garden (Tehachapi) | WGNS | Onshore Wind Turbine | 21.2 | 21.2 | IPP Non-CHP
56899 | Wind Stream Operations LLC | 56275 | Helzel & Schwarzhoff 86 | WGNS | Onshore Wind Turbine | 2.4 | 2.4 | IPP Non-CHP
56902 | RE SFCity1, LP | 57559 | Sunset Reservoir North Basin | 1 | Solar Photovoltaic | 4.5 | 4.5 | IPP Non-CHP
56904 | RP-Orlando, LLC | 57565 | RP-Orlando, LLC | 1 | Solar Photovoltaic | 5.1 | 5.1 | IPP Non-CHP
56905 | Algonquin Power Sanger LLC | 57564 | Algonquin Power Sanger LLC | CTG | Natural Gas Fired Combined Cycle | 49 | 49 | IPP CHP
56905 | Algonquin Power Sanger LLC | 57564 | Algonquin Power Sanger LLC | STG2 | All Other | 12.5 | 12.5 | IPP CHP
56909 | Record Hill Wind LLC | 57568 | Record Hill Wind | RHW | Onshore Wind Turbine | 50.6 | 50.6 | IPP Non-CHP
56912 | V.H. Cooper & Co., Inc. | 57570 | Cooper Farms VW Project | WTG | Onshore Wind Turbine | 4.5 | 4.5 | Industrial Non-CHP
56914 | Central Contra Costa Sanitary District | 57573 | CCCSD Wastewater Treatment Plnt | S188 | Natural Gas Fired Combustion Turbine | 3.5 | 3 | Commercial CHP
56915 | Solar Star New Jersey IV, LLC | 57574 | ETS Ewing Solar Facility | ETS1 | Solar Photovoltaic | 1.3 | 1.3 | IPP Non-CHP
56916 | PaTu Wind Farm LLC | 57578 | PaTu Wind Farm LLC | PATU | Onshore Wind Turbine | 9 | 9 | IPP Non-CHP
56917 | DST Output | 57580 | DST Cogen | CG1 | Natural Gas Internal Combustion Engine | 2.1 | 2.1 | IPP CHP
56917 | DST Output | 57580 | DST Cogen | CG2 | Natural Gas Internal Combustion Engine | 2.1 | 2.1 | IPP CHP
56918 | University of California San Diego | 57584 | University of California San Diego | NT2 | Natural Gas Fired Combined Cycle | 15 | 13.5 | Commercial CHP
56918 | University of California San Diego | 57584 | University of California San Diego | ST1 | Natural Gas Fired Combined Cycle | 15 | 13.5 | Commercial CHP
56918 | University of California San Diego | 57584 | University of California San Diego | STG | Natural Gas Fired Combined Cycle | 3 | 3 | Commercial CHP
56918 | University of California San Diego | 57856 | Univ of California San Diego Solar | SGU1 | Solar Photovoltaic | 1.2 | 1.2 | Commercial Non-CHP
56921 | Charleston Clean Energy LLC | 57587 | The Charleston Clean Energy Facility | 1 | Landfill Gas | 1.1 | 1.1 | IPP Non-CHP
56921 | Charleston Clean Energy LLC | 57587 | The Charleston Clean Energy Facility | 2 | Landfill Gas | 1.1 | 1.1 | IPP Non-CHP
56924 | Long Island Solar Farm LLC | 57589 | Long Island Solar Farm LLC | 9WUBN | Solar Photovoltaic | 31.5 | 31.5 | IPP Non-CHP
56925 | FPLE Wind, LLC | 57590 | Minco Wind I, LLC | 1 | Onshore Wind Turbine | 99.2 | 99.2 | IPP Non-CHP
56925 | FPLE Wind, LLC | 57956 | Minco Wind II, LLC | 1 | Onshore Wind Turbine | 100.8 | 100.8 | IPP Non-CHP
56925 | FPLE Wind, LLC | 58203 | Minco Wind III, LLC | 1 | Onshore Wind Turbine | 100.8 | 100.8 | IPP Non-CHP
56926 | Hatch Solar Energy Center I, LLC | 57591 | Hatch Solar Energy Center I, LLC | 1 | Solar Photovoltaic | 5 | 5 | IPP Non-CHP
56927 | Wallingford Energy LLC | 55517 | Wallingford Energy | CTG1 | Natural Gas Fired Combustion Turbine | 50 | 42.3 | IPP Non-CHP
56927 | Wallingford Energy LLC | 55517 | Wallingford Energy | CTG2 | Natural Gas Fired Combustion Turbine | 50 | 42.3 | IPP Non-CHP
56927 | Wallingford Energy LLC | 55517 | Wallingford Energy | CTG3 | Natural Gas Fired Combustion Turbine | 50 | 42.3 | IPP Non-CHP
56927 | Wallingford Energy LLC | 55517 | Wallingford Energy | CTG4 | Natural Gas Fired Combustion Turbine | 50 | 42.3 | IPP Non-CHP
56927 | Wallingford Energy LLC | 55517 | Wallingford Energy | CTG5 | Natural Gas Fired Combustion Turbine | 50 | 42.3 | IPP Non-CHP
56928 | LSP University Park LLC | 55640 | University Park North | 1 | Natural Gas Fired Combustion Turbine | 45 | 42 | IPP Non-CHP
56928 | LSP University Park LLC | 55640 | University Park North | 10 | Natural Gas Fired Combustion Turbine | 45 | 42 | IPP Non-CHP
56928 | LSP University Park LLC | 55640 | University Park North | 11 | Natural Gas Fired Combustion Turbine | 45 | 42 | IPP Non-CHP
56928 | LSP University Park LLC | 55640 | University Park North | 12 | Natural Gas Fired Combustion Turbine | 45 | 42 | IPP Non-CHP
56928 | LSP University Park LLC | 55640 | University Park North | 2 | Natural Gas Fired Combustion Turbine | 45 | 42 | IPP Non-CHP
56928 | LSP University Park LLC | 55640 | University Park North | 3 | Natural Gas Fired Combustion Turbine | 45 | 42 | IPP Non-CHP
56928 | LSP University Park LLC | 55640 | University Park North | 4 | Natural Gas Fired Combustion Turbine | 45 | 42 | IPP Non-CHP
56928 | LSP University Park LLC | 55640 | University Park North | 5 | Natural Gas Fired Combustion Turbine | 45 | 42 | IPP Non-CHP
56928 | LSP University Park LLC | 55640 | University Park North | 6 | Natural Gas Fired Combustion Turbine | 45 | 42 | IPP Non-CHP
56928 | LSP University Park LLC | 55640 | University Park North | 7 | Natural Gas Fired Combustion Turbine | 45 | 42 | IPP Non-CHP
56928 | LSP University Park LLC | 55640 | University Park North | 8 | Natural Gas Fired Combustion Turbine | 45 | 42 | IPP Non-CHP
56928 | LSP University Park LLC | 55640 | University Park North | 9 | Natural Gas Fired Combustion Turbine | 45 | 42 | IPP Non-CHP
56930 | Foundation HA Energy Generation, LLC | 57594 | Teichert Materials-Teichert Vernalis | WTG1 | Onshore Wind Turbine | 1.5 | 1.5 | IPP Non-CHP
56930 | Foundation HA Energy Generation, LLC | 57626 | Foundation ST | WTG1 | Onshore Wind Turbine | 2 | 2 | IPP Non-CHP
56930 | Foundation HA Energy Generation, LLC | 57791 | Foundation AB | WTG1 | Onshore Wind Turbine | 1.5 | 1.5 | IPP Non-CHP
56930 | Foundation HA Energy Generation, LLC | 57792 | Foundation IE | WTG1 | Onshore Wind Turbine | 1 | 1 | IPP Non-CHP
56934 | Town Of High Point | 57606 | Eastside WWTP | 1 | Petroleum Liquids | 1.8 | 1.8 | Electric Utility
56934 | Town Of High Point | 57606 | Eastside WWTP | 2 | Petroleum Liquids | 1.8 | 1.8 | Electric Utility
56934 | Town Of High Point | 57606 | Eastside WWTP | 3 | Petroleum Liquids | 1.8 | 1.8 | Electric Utility
56934 | Town Of High Point | 57607 | Ward WTP | 1 | Petroleum Liquids | 1 | 1 | Electric Utility
56934 | Town Of High Point | 57607 | Ward WTP | 2 | Petroleum Liquids | 1 | 1 | Electric Utility
56934 | Town Of High Point | 57608 | Westside WWTP | 1 | Petroleum Liquids | 1.8 | 1.8 | Electric Utility
56936 | Paulding Wind Farm II LLC | 57620 | Paulding Wind Farm II | GEN1 | Onshore Wind Turbine | 99 | 99 | IPP Non-CHP
56945 | Blue Canyon Windpower VI LLC | 57616 | Blue Canyon Windpower VI LLC | GEN1 | Onshore Wind Turbine | 100 | 100 | IPP Non-CHP
56951 | Michigan Wind 2 LLC | 56659 | Michigan Wind 2 | 1 | Onshore Wind Turbine | 90 | 90 | IPP Non-CHP
56952 | Lincoln Electric Company | 57613 | LE Wind Turbine 1 | WTG1 | Onshore Wind Turbine | 2.5 | 2.5 | Industrial Non-CHP
56953 | Bos Dairy, LLC | 57625 | Bos Dairy, LLC | BOS1 | Other Waste Biomass | 0.4 | 0.3 | Industrial Non-CHP
56953 | Bos Dairy, LLC | 57625 | Bos Dairy, LLC | BOS2 | Other Waste Biomass | 0.7 | 0.6 | Industrial Non-CHP
56953 | Bos Dairy, LLC | 57625 | Bos Dairy, LLC | BOS3 | Other Waste Biomass | 0.4 | 0.3 | Industrial Non-CHP
56960 | Gastonia City of | 57629 | Gaston Memorial Hospital | GMH1 | Petroleum Liquids | 1.8 | 1.8 | Commercial Non-CHP
56960 | Gastonia City of | 57630 | Long Creek Waste Water Plant | ES1 | Petroleum Liquids | 1.7 | 1.7 | Electric Utility
56960 | Gastonia City of | 57630 | Long Creek Waste Water Plant | ES2 | Petroleum Liquids | 1.7 | 1.7 | Electric Utility
56960 | Gastonia City of | 57630 | Long Creek Waste Water Plant | ES3 | Petroleum Liquids | 1.7 | 1.7 | Electric Utility
56961 | Bulldog Wind Energy, LLC | 57632 | Bulldog | 1 | Onshore Wind Turbine | 1.5 | 1.5 | IPP Non-CHP
56962 | Wolverine Wind Energy, LLC | 57631 | Wolverine | 1 | Onshore Wind Turbine | 1.5 | 1.5 | IPP Non-CHP
56964 | Sundevil Power Holdings LLC | 59338 | Sundevil Power Holdings - Gila River | CTG1 | Natural Gas Fired Combined Cycle | 174 | 146 | IPP Non-CHP
56964 | Sundevil Power Holdings LLC | 59338 | Sundevil Power Holdings - Gila River | CTG2 | Natural Gas Fired Combined Cycle | 174 | 146 | IPP Non-CHP
56964 | Sundevil Power Holdings LLC | 59338 | Sundevil Power Holdings - Gila River | CTG3 | Natural Gas Fired Combined Cycle | 174 | 146 | IPP Non-CHP
56964 | Sundevil Power Holdings LLC | 59338 | Sundevil Power Holdings - Gila River | CTG4 | Natural Gas Fired Combined Cycle | 174 | 146 | IPP Non-CHP
56964 | Sundevil Power Holdings LLC | 59338 | Sundevil Power Holdings - Gila River | ST10 | Natural Gas Fired Combined Cycle | 271 | 223 | IPP Non-CHP
56964 | Sundevil Power Holdings LLC | 59338 | Sundevil Power Holdings - Gila River | ST9 | Natural Gas Fired Combined Cycle | 271 | 223 | IPP Non-CHP
56965 | Auburn Energy, LLC | 57636 | Auburn LFG Energy Facility | 1 | Landfill Gas | 1.1 | 1.1 | IPP Non-CHP
56965 | Auburn Energy, LLC | 57636 | Auburn LFG Energy Facility | 3 | Landfill Gas | 1.1 | 1.1 | IPP Non-CHP
56967 | Ironwood Windpower LLC | 57639 | Ironwood Wind | 1 | Onshore Wind Turbine | 167.9 | 167.9 | IPP Non-CHP
56968 | Oregon State University | 57653 | Oregon State University Energy Center | CTG | Natural Gas Fired Combined Cycle | 5.5 | 5.2 | Commercial CHP
56968 | Oregon State University | 57653 | Oregon State University Energy Center | STG | Natural Gas Fired Combined Cycle | 1 | 0.5 | Commercial CHP
56971 | 500 Virginia Solar, LP | 57640 | 500 Virginia Solar | 1 | Solar Photovoltaic | 1 | 1 | IPP Non-CHP
56972 | Vestas Towers America, Inc | 57643 | Vestas Towers America, Inc. | V100 | Onshore Wind Turbine | 1.8 | 1.8 | Industrial Non-CHP
56974 | Denver Airport Solar, LLC | 57645 | City & County of Denver at Denver Int'l | PV1 | Solar Photovoltaic | 3.4 | 3.4 | IPP Non-CHP
56975 | Constellation Solar Maryland, LLC | 57646 | McCormick & Co. Inc. at Belcamp | PV1 | Solar Photovoltaic | 1.4 | 1.4 | IPP Non-CHP
56975 | Constellation Solar Maryland, LLC | 59841 | General Motors Corp at White Marsh MD | PV1 | Solar Photovoltaic | 1 | 1 | IPP Non-CHP
56976 | Constellation Solar New Jersey II, LLC | 57647 | Toys R Us- DE, Inc. at Mt. Olive, NJ | PV1 | Solar Photovoltaic | 4.1 | 4.1 | IPP Non-CHP
56976 | Constellation Solar New Jersey II, LLC | 57723 | Johnson Matthey, Inc. Solar | PV1 | Solar Photovoltaic | 4 | 4 | IPP Non-CHP
56977 | Zotos International | 57648 | Zotos International WPGF | WT1 | Onshore Wind Turbine | 1.7 | 1.7 | Industrial Non-CHP
56977 | Zotos International | 57648 | Zotos International WPGF | WT2 | Onshore Wind Turbine | 1.7 | 1.7 | Industrial Non-CHP
56980 | Regulus Solar, LLC | 57650 | Regulus Solar Project | FRV4 | Solar Photovoltaic | 60 | 60 | IPP Non-CHP
56981 | Town of Falmouth | 57654 | Town of Falmouth WWTP | WIND1 | Onshore Wind Turbine | 1.7 | 0.8 | Commercial Non-CHP
56981 | Town of Falmouth | 57654 | Town of Falmouth WWTP | WIND2 | Onshore Wind Turbine | 1.7 | 0.8 | Commercial Non-CHP
56982 | Kern Community College District | 57655 | Bakersfield College Solar 01 | BC01 | Solar Photovoltaic | 1.1 | 1.1 | Commercial Non-CHP
56984 | Temescal Canyon RV, LLC | 57656 | Temescal Canyon RV, LLC | 1 | Solar Photovoltaic | 1.5 | 1.5 | IPP Non-CHP
56988 | Cimarron Windpower II, LLC | 57663 | Cimarron Windpower II | 1 | Onshore Wind Turbine | 131 | 131 | IPP Non-CHP
56989 | SAF Hydroelectric LLC | 57665 | SAF Hydroelectric LLC | 1 | Conventional Hydroelectric | 0.6 | 0.6 | IPP Non-CHP
56989 | SAF Hydroelectric LLC | 57665 | SAF Hydroelectric LLC | 10 | Conventional Hydroelectric | 0.6 | 0.6 | IPP Non-CHP
56989 | SAF Hydroelectric LLC | 57665 | SAF Hydroelectric LLC | 11 | Conventional Hydroelectric | 0.6 | 0.6 | IPP Non-CHP
56989 | SAF Hydroelectric LLC | 57665 | SAF Hydroelectric LLC | 12 | Conventional Hydroelectric | 0.6 | 0.6 | IPP Non-CHP
56989 | SAF Hydroelectric LLC | 57665 | SAF Hydroelectric LLC | 13 | Conventional Hydroelectric | 0.6 | 0.6 | IPP Non-CHP
56989 | SAF Hydroelectric LLC | 57665 | SAF Hydroelectric LLC | 14 | Conventional Hydroelectric | 0.6 | 0.6 | IPP Non-CHP
56989 | SAF Hydroelectric LLC | 57665 | SAF Hydroelectric LLC | 15 | Conventional Hydroelectric | 0.6 | 0.6 | IPP Non-CHP
56989 | SAF Hydroelectric LLC | 57665 | SAF Hydroelectric LLC | 16 | Conventional Hydroelectric | 0.6 | 0.6 | IPP Non-CHP
56989 | SAF Hydroelectric LLC | 57665 | SAF Hydroelectric LLC | 2 | Conventional Hydroelectric | 0.6 | 0.6 | IPP Non-CHP
56989 | SAF Hydroelectric LLC | 57665 | SAF Hydroelectric LLC | 3 | Conventional Hydroelectric | 0.6 | 0.6 | IPP Non-CHP
56989 | SAF Hydroelectric LLC | 57665 | SAF Hydroelectric LLC | 4 | Conventional Hydroelectric | 0.6 | 0.6 | IPP Non-CHP
56989 | SAF Hydroelectric LLC | 57665 | SAF Hydroelectric LLC | 5 | Conventional Hydroelectric | 0.6 | 0.6 | IPP Non-CHP
56989 | SAF Hydroelectric LLC | 57665 | SAF Hydroelectric LLC | 6 | Conventional Hydroelectric | 0.6 | 0.6 | IPP Non-CHP
56989 | SAF Hydroelectric LLC | 57665 | SAF Hydroelectric LLC | 7 | Conventional Hydroelectric | 0.6 | 0.6 | IPP Non-CHP
56989 | SAF Hydroelectric LLC | 57665 | SAF Hydroelectric LLC | 8 | Conventional Hydroelectric | 0.6 | 0.6 | IPP Non-CHP
56989 | SAF Hydroelectric LLC | 57665 | SAF Hydroelectric LLC | 9 | Conventional Hydroelectric | 0.6 | 0.6 | IPP Non-CHP
56990 | NJR Clean Energy Ventures Corporation | 57660 | Vineland Mays Landing Solar | VNLND | Solar Photovoltaic | 4.3 | 5.7 | IPP Non-CHP
56990 | NJR Clean Energy Ventures Corporation | 57661 | Manalapan Village Solar | MANVL | Solar Photovoltaic | 3.5 | 4.6 | IPP Non-CHP
56990 | NJR Clean Energy Ventures Corporation | 57662 | McGraw Hill Solar | MCGRH | Solar Photovoltaic | 12 | 12 | IPP Non-CHP
56990 | NJR Clean Energy Ventures Corporation | 58030 | Reeves Station Rd East | REEVE | Solar Photovoltaic | 5.5 | 5.5 | IPP Non-CHP
56990 | NJR Clean Energy Ventures Corporation | 58123 | Wakefern Food Corp | 1 | Solar Photovoltaic | 2 | 2 | IPP Non-CHP
56990 | NJR Clean Energy Ventures Corporation | 59003 | Two Dot Wind Farm | 1 | Onshore Wind Turbine | 9.7 | 9.7 | IPP Non-CHP
56990 | NJR Clean Energy Ventures Corporation | 59185 | Jacobstown | PV1 | Solar Photovoltaic | 5 | 5 | IPP Non-CHP
56990 | NJR Clean Energy Ventures Corporation | 59186 | West Pemberton | PV1 | Solar Photovoltaic | 7 | 7 | IPP Non-CHP
56990 | NJR Clean Energy Ventures Corporation | 59277 | Medford WWTP | MED1 | Solar Photovoltaic | 1.3 | 1.3 | IPP Non-CHP
56990 | NJR Clean Energy Ventures Corporation | 59278 | Reeves South | REEV1 | Solar Photovoltaic | 1 | 1 | IPP Non-CHP
56990 | NJR Clean Energy Ventures Corporation | 59319 | Rock Solid | ROCK1 | Solar Photovoltaic | 8 | 8 | IPP Non-CHP
56991 | Astoria Energy II LLC | 57664 | Astoria Energy II | CT3 | Natural Gas Fired Combined Cycle | 200 | 156 | IPP Non-CHP
56991 | Astoria Energy II LLC | 57664 | Astoria Energy II | CT4 | Natural Gas Fired Combined Cycle | 200 | 156 | IPP Non-CHP
56991 | Astoria Energy II LLC | 57664 | Astoria Energy II | ST2 | Natural Gas Fired Combined Cycle | 250 | 228 | IPP Non-CHP
56992 | Foxwoods Resort Casino | 57666 | Foxwoods CoGen | CT1 | Natural Gas Fired Combustion Turbine | 6.6 | 6 | Commercial CHP
56992 | Foxwoods Resort Casino | 57666 | Foxwoods CoGen | CT2 | Natural Gas Fired Combustion Turbine | 6.6 | 6 | Commercial CHP
56993 | SBS Energy Partners LLC | 57667 | Seabrook Solar Plant | SBS1 | Solar Photovoltaic | 3.2 | 3.2 | IPP Non-CHP
56994 | Carlisle Area School District | 57668 | CASD Solar | CASDE | Solar Photovoltaic | 0.9 | 0.9 | Commercial Non-CHP
56994 | Carlisle Area School District | 57668 | CASD Solar | CASDW | Solar Photovoltaic | 0.4 | 0.4 | Commercial Non-CHP
56995 | Sacramento PV Energy, LLC | 57669 | SMUD at Grundman | PV1 | Solar Photovoltaic | 17 | 17 | IPP Non-CHP
56995 | Sacramento PV Energy, LLC | 57670 | SMUD at Van Conett | PV1 | Solar Photovoltaic | 2.9 | 2.9 | IPP Non-CHP
56995 | Sacramento PV Energy, LLC | 57671 | SMUD at Fleshman | PV1 | Solar Photovoltaic | 2.9 | 2.9 | IPP Non-CHP
56995 | Sacramento PV Energy, LLC | 57753 | SMUD at Lawrence | PV1 | Solar Photovoltaic | 1 | 1 | IPP Non-CHP
56997 | Marina Energy LLC | 57863 | McKee City Solar Phase 2 | UNIT1 | Solar Photovoltaic | 2.6 | 2.6 | Electric Utility
56997 | Marina Energy LLC | 57864 | Stockton Athletic Center | 2LOT7 | Solar Photovoltaic | 0.5 | 0.5 | Commercial Non-CHP
56997 | Marina Energy LLC | 57864 | Stockton Athletic Center | LOT7 | Solar Photovoltaic | 0.2 | 0.2 | Commercial Non-CHP
56997 | Marina Energy LLC | 57864 | Stockton Athletic Center | LOT7B | Solar Photovoltaic | 0.2 | 0.2 | Commercial Non-CHP
56997 | Marina Energy LLC | 57864 | Stockton Athletic Center | SAC | Solar Photovoltaic | 0.3 | 0.3 | Commercial Non-CHP
56997 | Marina Energy LLC | 57868 | L'Oreal Piscataway | UNIT1 | Solar Photovoltaic | 1 | 1 | Industrial Non-CHP
56997 | Marina Energy LLC | 57869 | Heller Industrial Parks | UNIT1 | Solar Photovoltaic | 2.7 | 2.7 | IPP Non-CHP
56998 | Macys Corporate Services, Inc | 57673 | Macys Goodyear | 1 | Solar Photovoltaic | 3.5 | 3.5 | IPP Non-CHP
56999 | Western Massachusetts Electric Company | 57674 | Indian Orchard PV Facility | 1 | Solar Photovoltaic | 2.3 | 2.3 | Electric Utility
56999 | Western Massachusetts Electric Company | 57676 | Silver Lake Solar Photovoltaic Facility | 1 | Solar Photovoltaic | 1.8 | 1.8 | Electric Utility
56999 | Western Massachusetts Electric Company | 58568 | Cottage Street Solar Facility | PV-3 | Solar Photovoltaic | 3.2 | 3.2 | Electric Utility
57001 | Murphy Farm Power, LLC | 57677 | Murphy Farm Power, LLC | 1 | Solar Photovoltaic | 1 | 0.9 | IPP Non-CHP
57002 | Post Rock Wind Power Project, LLC | 57678 | Post Rock Wind Power Project, LLC | 1 | Onshore Wind Turbine | 201 | 201 | IPP Non-CHP
57004 | Arlington Valley Solar Energy II LLC | 57680 | Arlington Valley Solar Energy II | AVSE1 | Solar Photovoltaic | 19 | 18.5 | IPP Non-CHP
57004 | Arlington Valley Solar Energy II LLC | 57680 | Arlington Valley Solar Energy II | AVSE2 | Solar Photovoltaic | 28 | 27.3 | IPP Non-CHP
57004 | Arlington Valley Solar Energy II LLC | 57680 | Arlington Valley Solar Energy II | AVSE3 | Solar Photovoltaic | 28 | 27.3 | IPP Non-CHP
57004 | Arlington Valley Solar Energy II LLC | 57680 | Arlington Valley Solar Energy II | AVSE4 | Solar Photovoltaic | 26 | 25 | IPP Non-CHP
57004 | Arlington Valley Solar Energy II LLC | 57680 | Arlington Valley Solar Energy II | AVSE5 | Solar Photovoltaic | 28 | 27.3 | IPP Non-CHP
57005 | SunE NLB-2, LLC | 57681 | City of Boulder WWTP | 1 | Solar Photovoltaic | 1 | 0.9 | IPP Non-CHP
57006 | SunE GIL1, LLC | 57682 | City of Madera WWTP | 1 | Solar Photovoltaic | 1.2 | 1 | IPP Non-CHP
57007 | SunE WF3-ST Holdings, LLC | 57683 | Staples La Mirada, CA | 1 | Solar Photovoltaic | 1.1 | 0.9 | IPP Non-CHP
57011 | CS Murphy Point, LLC | 57687 | CS Murphy Point, LLC | 1 | Solar Photovoltaic | 1 | 0.9 | IPP Non-CHP
57015 | Third Taxing District of Norwalk | 57689 | Norden 1-3 | NORD1 | Petroleum Liquids | 2 | 2 | Electric Utility
57015 | Third Taxing District of Norwalk | 57689 | Norden 1-3 | NORD2 | Petroleum Liquids | 2 | 2 | Electric Utility
57015 | Third Taxing District of Norwalk | 57689 | Norden 1-3 | NORD3 | Petroleum Liquids | 2 | 2 | Electric Utility
57017 | DOE National Renewable Energy Laboratory | 57692 | DOE Golden NWTC Load Side | SEPV | Solar Photovoltaic | 1 | 1.1 | Commercial Non-CHP
57017 | DOE National Renewable Energy Laboratory | 57693 | DOE Golden NWTC Turbine Side | ALSTO | Onshore Wind Turbine | 3 | 3 | Commercial Non-CHP
57017 | DOE National Renewable Energy Laboratory | 57693 | DOE Golden NWTC Turbine Side | GAMES | Onshore Wind Turbine | 2 | 2 | Commercial Non-CHP
57017 | DOE National Renewable Energy Laboratory | 57693 | DOE Golden NWTC Turbine Side | GEDOE | Onshore Wind Turbine | 1.5 | 1.5 | Commercial Non-CHP
57017 | DOE National Renewable Energy Laboratory | 57693 | DOE Golden NWTC Turbine Side | SIEM | Onshore Wind Turbine | 2.3 | 2.3 | Commercial Non-CHP
57017 | DOE National Renewable Energy Laboratory | 57694 | DOE Golden NREL Main Campus | MESA | Solar Photovoltaic | 0.7 | 0.7 | Commercial Non-CHP
57017 | DOE National Renewable Energy Laboratory | 57694 | DOE Golden NREL Main Campus | PARKG | Solar Photovoltaic | 1.2 | 1.2 | Commercial Non-CHP
57017 | DOE National Renewable Energy Laboratory | 57694 | DOE Golden NREL Main Campus | PARKL | Solar Photovoltaic | 0.5 | 0.5 | Commercial Non-CHP
57017 | DOE National Renewable Energy Laboratory | 57694 | DOE Golden NREL Main Campus | RSF1 | Solar Photovoltaic | 0.5 | 0.5 | Commercial Non-CHP
57017 | DOE National Renewable Energy Laboratory | 57694 | DOE Golden NREL Main Campus | RSF2 | Solar Photovoltaic | 0.4 | 0.4 | Commercial Non-CHP
57017 | DOE National Renewable Energy Laboratory | 57694 | DOE Golden NREL Main Campus | STF | Solar Photovoltaic | 0.1 | 0.1 | Commercial Non-CHP
57018 | Turnbull Hydro LLC | 57690 | Turnbull Hydro | 1 | Conventional Hydroelectric | 5.3 | 5.3 | IPP Non-CHP
57018 | Turnbull Hydro LLC | 57690 | Turnbull Hydro | 2 | Conventional Hydroelectric | 7.7 | 7.7 | IPP Non-CHP
57021 | FRV AE Solar LLC | 57699 | Webberville Solar Project | AES1 | Solar Photovoltaic | 30 | 30 | IPP Non-CHP
57022 | Solar Power Inc. | 57697 | Aerojet I | 1 | Solar Photovoltaic | 3 | 3 | IPP Non-CHP
57022 | Solar Power Inc. | 57698 | Aerojet II | 1 | Solar Photovoltaic | 2.7 | 2.7 | IPP Non-CHP
57022 | Solar Power Inc. | 57722 | North Palm Springs 4A | 1 | Solar Photovoltaic | 4 | 4 | IPP Non-CHP
57022 | Solar Power Inc. | 57743 | North Palm Springs 1A | 1 | Solar Photovoltaic | 2.5 | 2.4 | IPP Non-CHP
57024 | Vasco Winds, LLC | 57700 | Vasco Winds | 1 | Onshore Wind Turbine | 78.2 | 78.2 | IPP Non-CHP
57026 | NextEra Energy Montezuma Wind II, LLC | 57701 | Montezuma Wind II | 1 | Onshore Wind Turbine | 78.2 | 78.2 | IPP Non-CHP
57027 | Signal Hill Petroleum, Inc | 57702 | Signal Hill West Unit | 1 | Other Gases | 5.7 | 5.7 | Industrial Non-CHP
57029 | Blue Water Renewables Inc | 57706 | Blue Water Renewables Inc | 1 | Landfill Gas | 1.6 | 1.6 | IPP Non-CHP
57029 | Blue Water Renewables Inc | 57706 | Blue Water Renewables Inc | 2 | Landfill Gas | 1.6 | 1.6 | IPP Non-CHP
57030 | Mesquite Solar 1, LLC | 57707 | Mesquite Solar 1 | 1 | Solar Photovoltaic | 16 | 16 | IPP Non-CHP
57030 | Mesquite Solar 1, LLC | 57707 | Mesquite Solar 1 | 10 | Solar Photovoltaic | 12 | 12 | IPP Non-CHP
57030 | Mesquite Solar 1, LLC | 57707 | Mesquite Solar 1 | 11 | Solar Photovoltaic | 16 | 16 | IPP Non-CHP
57030 | Mesquite Solar 1, LLC | 57707 | Mesquite Solar 1 | 12 | Solar Photovoltaic | 16 | 16 | IPP Non-CHP
57030 | Mesquite Solar 1, LLC | 57707 | Mesquite Solar 1 | 2 | Solar Photovoltaic | 16 | 16 | IPP Non-CHP
57030 | Mesquite Solar 1, LLC | 57707 | Mesquite Solar 1 | 3 | Solar Photovoltaic | 10 | 10 | IPP Non-CHP
57030 | Mesquite Solar 1, LLC | 57707 | Mesquite Solar 1 | 4 | Solar Photovoltaic | 16 | 16 | IPP Non-CHP
57030 | Mesquite Solar 1, LLC | 57707 | Mesquite Solar 1 | 5 | Solar Photovoltaic | 16 | 16 | IPP Non-CHP
57030 | Mesquite Solar 1, LLC | 57707 | Mesquite Solar 1 | 6 | Solar Photovoltaic | 8 | 8 | IPP Non-CHP
57030 | Mesquite Solar 1, LLC | 57707 | Mesquite Solar 1 | 7 | Solar Photovoltaic | 16 | 16 | IPP Non-CHP
57030 | Mesquite Solar 1, LLC | 57707 | Mesquite Solar 1 | 8 | Solar Photovoltaic | 12 | 12 | IPP Non-CHP
57030 | Mesquite Solar 1, LLC | 57707 | Mesquite Solar 1 | 9 | Solar Photovoltaic | 16 | 16 | IPP Non-CHP
57031 | Beacon Power LLC | 57710 | Stephentown Spindle | SRS1 | Flywheels | 20 | 20 | IPP Non-CHP
57031 | Beacon Power LLC | 57711 | Beacon Power Flywheel System 1 | TYN1 | Flywheels | 1 | 1 | IPP Non-CHP
57031 | Beacon Power LLC | 57712 | Beacon Power Flywheel System 2 | TYN2 | Flywheels | 2 | 2 | IPP Non-CHP
57031 | Beacon Power LLC | 57716 | Hazle Spindle | HRS1 | Flywheels | 20 | 20 | IPP Non-CHP
57032 | UTAS Aerostructures | 57713 | Rohr Inc, a UTC Aerospace Systems Company | 151 | Natural Gas Internal Combustion Engine | 3.2 | 3.2 | Industrial CHP
57032 | UTAS Aerostructures | 57713 | Rohr Inc, a UTC Aerospace Systems Company | 152 | Natural Gas Internal Combustion Engine | 3.2 | 3.2 | Industrial CHP
57032 | UTAS Aerostructures | 57713 | Rohr Inc, a UTC Aerospace Systems Company | 153 | Natural Gas Internal Combustion Engine | 3.2 | 3.2 | Industrial CHP
57033 | City of Palo Alto | 57714 | City of Palo Alto | GEN1 | Natural Gas Internal Combustion Engine | 1.1 | 1.1 | Electric Utility
57033 | City of Palo Alto | 57714 | City of Palo Alto | GEN2 | Natural Gas Internal Combustion Engine | 1.1 | 1.1 | Electric Utility
57033 | City of Palo Alto | 57714 | City of Palo Alto | GEN3 | Natural Gas Internal Combustion Engine | 1.1 | 1.1 | Electric Utility
57033 | City of Palo Alto | 57714 | City of Palo Alto | GEN4 | Natural Gas Internal Combustion Engine | 1.1 | 1.1 | Electric Utility
57034 | Watkins Manufacturing Corporation | 57715 | Watkins Manufacturing Co. | GEN1 | Natural Gas Internal Combustion Engine | 1 | 1 | Industrial Non-CHP
57034 | Watkins Manufacturing Corporation | 57715 | Watkins Manufacturing Co. | GEN2 | Natural Gas Internal Combustion Engine | 1 | 1 | Industrial Non-CHP
57036 | Copper Mountain 1 LLC | 56944 | CM10 | PV01 | Solar Photovoltaic | 10 | 10 | IPP Non-CHP
57036 | Copper Mountain 1 LLC | 57205 | CM48 | PV02 | Solar Photovoltaic | 8 | 8 | IPP Non-CHP
57036 | Copper Mountain 1 LLC | 57205 | CM48 | PV03 | Solar Photovoltaic | 10 | 10 | IPP Non-CHP
57036 | Copper Mountain 1 LLC | 57205 | CM48 | PV04 | Solar Photovoltaic | 10 | 10 | IPP Non-CHP
57036 | Copper Mountain 1 LLC | 57205 | CM48 | PV05 | Solar Photovoltaic | 10 | 10 | IPP Non-CHP
57036 | Copper Mountain 1 LLC | 57205 | CM48 | PV06 | Solar Photovoltaic | 10 | 10 | IPP Non-CHP
57041 | Idaho Winds LLC | 57749 | Sawtooth Wind Project | ST | Onshore Wind Turbine | 22.4 | 22.4 | IPP Non-CHP
57042 | Gordon Butte Wind LLC | 57748 | Gordon Butte Wind LLC | GBW | Onshore Wind Turbine | 9.6 | 9.6 | IPP Non-CHP
57043 | University Park Energy LLC | 55250 | University Park South | UPG1 | Natural Gas Fired Combustion Turbine | 57 | 50 | IPP Non-CHP
57043 | University Park Energy LLC | 55250 | University Park South | UPG2 | Natural Gas Fired Combustion Turbine | 57 | 50 | IPP Non-CHP
57043 | University Park Energy LLC | 55250 | University Park South | UPG3 | Natural Gas Fired Combustion Turbine | 57 | 50 | IPP Non-CHP
57043 | University Park Energy LLC | 55250 | University Park South | UPG4 | Natural Gas Fired Combustion Turbine | 57 | 50 | IPP Non-CHP
57043 | University Park Energy LLC | 55250 | University Park South | UPG5 | Natural Gas Fired Combustion Turbine | 57 | 50 | IPP Non-CHP
57043 | University Park Energy LLC | 55250 | University Park South | UPG6 | Natural Gas Fired Combustion Turbine | 57 | 50 | IPP Non-CHP
57044 | Constellation Solar New Jersey, LLC | 57733 | Benjamin Moore & Co. Solar | PV1 | Solar Photovoltaic | 1.4 | 1.4 | Commercial Non-CHP
57044 | Constellation Solar New Jersey, LLC | 57745 | The City of Vineland at West Vineland | PV1 | Solar Photovoltaic | 3.7 | 3.7 | IPP Non-CHP
57044 | Constellation Solar New Jersey, LLC | 57746 | The City of Vineland at North Vineland | PV1 | Solar Photovoltaic | 2.3 | 2.3 | IPP Non-CHP
57045 | Guadalupe Power Partners LP | 55153 | Guadalupe Generating Station | CTG1 | Natural Gas Fired Combined Cycle | 171.1 | 141.2 | IPP Non-CHP
57045 | Guadalupe Power Partners LP | 55153 | Guadalupe Generating Station | CTG2 | Natural Gas Fired Combined Cycle | 171.1 | 144 | IPP Non-CHP
57045 | Guadalupe Power Partners LP | 55153 | Guadalupe Generating Station | CTG3 | Natural Gas Fired Combined Cycle | 171.1 | 148 | IPP Non-CHP
57045 | Guadalupe Power Partners LP | 55153 | Guadalupe Generating Station | CTG4 | Natural Gas Fired Combined Cycle | 171.1 | 148.8 | IPP Non-CHP
57045 | Guadalupe Power Partners LP | 55153 | Guadalupe Generating Station | STG1 | Natural Gas Fired Combined Cycle | 201.9 | 199.7 | IPP Non-CHP
57045 | Guadalupe Power Partners LP | 55153 | Guadalupe Generating Station | STG2 | Natural Gas Fired Combined Cycle | 201.9 | 200.6 | IPP Non-CHP
57046 | University of Minnestoa Morris Campus | 57732 | UMM Wind Turbine | UMM1 | Onshore Wind Turbine | 1.7 | 0.6 | Commercial Non-CHP
57047 | BioFuels Point Loma LLC | 57735 | UCSD Fuel Cell Plant | UCSD | Other Waste Biomass | 3 | 2.8 | IPP Non-CHP
57047 | BioFuels Point Loma LLC | 57770 | South Bay Fuel Cell Plant | SBFC | Other Waste Biomass | 1.5 | 1.4 | IPP Non-CHP
57049 | NFI Solar LLC | 57734 | Cherry Hill | CH | Solar Photovoltaic | 1.1 | 1.1 | IPP Non-CHP
57049 | NFI Solar LLC | 57742 | Vineland Headquarters | VHQ | Solar Photovoltaic | 1.1 | 1.1 | IPP Non-CHP
57049 | NFI Solar LLC | 57750 | Maple Solar | P1 | Solar Photovoltaic | 1.6 | 1.6 | IPP Non-CHP
57049 | NFI Solar LLC | 57750 | Maple Solar | P2 | Solar Photovoltaic | 0.8 | 0.8 | IPP Non-CHP
57050 | TPW Petersburg LLC | 57755 | TPW Petersburg | PETE | Onshore Wind Turbine | 40.5 | 40.5 | IPP Non-CHP
57051 | Frederick County Virginia | 57754 | Frederick County LFGTE Facility | 1 | Landfill Gas | 1 | 1 | Commercial Non-CHP
57051 | Frederick County Virginia | 57754 | Frederick County LFGTE Facility | 2 | Landfill Gas | 1 | 1 | Commercial Non-CHP
57052 | NRG Solar Arrowhead LLC | 57747 | FedEx Field Solar Facility | 1 | Solar Photovoltaic | 2 | 2 | IPP Non-CHP
57053 | Laurel Wind Energy LLC | 57744 | Laurel Hill Wind | 1 | Onshore Wind Turbine | 69 | 69 | IPP Non-CHP
57054 | Suzlon Project VIII LLC | 57741 | Suzlon Project VIII LLC | SP95 | Onshore Wind Turbine | 2.1 | 2.1 | IPP Non-CHP
57054 | Suzlon Project VIII LLC | 57741 | Suzlon Project VIII LLC | SP97 | Onshore Wind Turbine | 2.1 | 2.1 | IPP Non-CHP
57055 | SunE SPS1, LLC | 57736 | SPS1 Dollarhide | 1 | Solar Photovoltaic | 10 | 10 | IPP Non-CHP
57056 | SunE SPS2, LLC | 57737 | SPS2 Jal | 1 | Solar Photovoltaic | 10 | 10 | IPP Non-CHP
57057 | SunE SPS3, LLC | 57738 | SPS3 Lea | 1 | Solar Photovoltaic | 10 | 10 | IPP Non-CHP
57058 | SunE SPS5, LLC | 57740 | SPS5 Hopi | 1 | Solar Photovoltaic | 10.1 | 10.1 | IPP Non-CHP
57059 | SunE SPS4, LLC | 57739 | SPS4 Monument | 1 | Solar Photovoltaic | 10.1 | 10.1 | IPP Non-CHP
57063 | Los Vientos Wind 1A, LLC | 57751 | Los Vientos Wind 1A | 1 | Onshore Wind Turbine | 200 | 200 | IPP Non-CHP
57064 | Los Vientos Wind 1B, LLC | 57752 | Los Vientos Wind 1B | 1 | Onshore Wind Turbine | 201.6 | 201.6 | IPP Non-CHP
57065 | Constellation Solar Horizons LLC | 57758 | Mount Saint Mary's | PV1 | Solar Photovoltaic | 13.7 | 13.7 | IPP Non-CHP
57066 | Coastal Community Action Program | 57756 | Coastal Energy Project | 1 | Onshore Wind Turbine | 6 | 6 | IPP Non-CHP
57068 | Power County Wind Park South LLC | 57760 | Power County Wind Park South | PCWPS | Onshore Wind Turbine | 22.5 | 22.5 | IPP Non-CHP
57069 | Power County Wind Park North LLC | 57761 | Power County Wind Park North | PCWPN | Onshore Wind Turbine | 22.5 | 22.5 | IPP Non-CHP
57073 | Solar Star California XV, LLC | 57764 | Naval Air Weapons Station China Lake | 1 | Solar Photovoltaic | 11.1 | 11.1 | Commercial Non-CHP
57075 | Ridgeline Energy LLC | 57766 | Rockland Wind Farm | RLWF | Onshore Wind Turbine | 79.2 | 79.2 | IPP Non-CHP
57075 | Ridgeline Energy LLC | 58106 | Meadow Creek Project Company | MCPC | Onshore Wind Turbine | 119.7 | 115.8 | IPP Non-CHP
57077 | Adams Electric Cooperative | 57767 | Brown County Wind Turbine | 1 | Onshore Wind Turbine | 1.5 | 1.5 | Electric Utility
57078 | Ecogy Pennsylvania Systems LLC | 57768 | Longwood Gardens | 1 | Solar Photovoltaic | 1.3 | 1.3 | IPP Non-CHP
57079 | Ameresco Butte County LLC | 57771 | Ameresco Butte County | 1 | Landfill Gas | 2.3 | 2 | IPP Non-CHP
57081 | Washington Gas Energy Systems, Inc. | 57772 | Perdue Bridgeville Photovoltaic | BRID | Solar Photovoltaic | 1.3 | 1.3 | IPP Non-CHP
57081 | Washington Gas Energy Systems, Inc. | 57879 | Perdue Salisbury Photovoltaic | SALI | Solar Photovoltaic | 1 | 1 | IPP Non-CHP
57081 | Washington Gas Energy Systems, Inc. | 58239 | Kent County-Kennedyville | PVKV | Solar Photovoltaic | 1 | 1 | IPP Non-CHP
57081 | Washington Gas Energy Systems, Inc. | 58240 | Kit Carson | PV_KC | Solar Photovoltaic | 1.3 | 1.3 | IPP Non-CHP
57081 | Washington Gas Energy Systems, Inc. | 58241 | Rock Hall | RCKHL | Solar Photovoltaic | 1 | 1 | IPP Non-CHP
57081 | Washington Gas Energy Systems, Inc. | 58243 | Kent County - Worton Complex | WRTN | Solar Photovoltaic | 1 | 1 | IPP Non-CHP
57081 | Washington Gas Energy Systems, Inc. | 58403 | Bellingham PV | SO032 | Solar Photovoltaic | 3 | 3 | IPP Non-CHP
57081 | Washington Gas Energy Systems, Inc. | 58410 | Marshfield PV | SO032 | Solar Photovoltaic | 3 | 3 | IPP Non-CHP
57081 | Washington Gas Energy Systems, Inc. | 58411 | Orange PV | SO023 | Solar Photovoltaic | 2 | 2 | IPP Non-CHP
57081 | Washington Gas Energy Systems, Inc. | 58412 | Maynard PV | SO026 | Solar Photovoltaic | 1 | 1 | IPP Non-CHP
57081 | Washington Gas Energy Systems, Inc. | 58423 | Southbridge PV | SO022 | Solar Photovoltaic | 3 | 3 | IPP Non-CHP
57081 | Washington Gas Energy Systems, Inc. | 58588 | Sue Cleveland High School | SCHS | Solar Photovoltaic | 1 | 1 | IPP Non-CHP
57081 | Washington Gas Energy Systems, Inc. | 58589 | Rio Rancho High School | RRHS | Solar Photovoltaic | 1 | 1 | IPP Non-CHP
57081 | Washington Gas Energy Systems, Inc. | 59323 | Sacramento (SMUD) | SMUPV | Solar Photovoltaic | 1.5 | 1.5 | IPP Non-CHP
57087 | RE Dillard LLC | 57777 | RE Dillard 1 | DL1 | Solar Photovoltaic | 3 | 3 | IPP Non-CHP
57087 | RE Dillard LLC | 57779 | RE Dillard 2 | DIL2 | Solar Photovoltaic | 3 | 3 | IPP Non-CHP
57087 | RE Dillard LLC | 57781 | RE Dillard 3 | DIL3 | Solar Photovoltaic | 3 | 3 | IPP Non-CHP
57087 | RE Dillard LLC | 57806 | RE Dillard 4 | DIL4 | Solar Photovoltaic | 0.4 | 0.4 | IPP Non-CHP
57090 | RE Kammerer LLC | 57778 | RE Kammerer 1 | KAM1 | Solar Photovoltaic | 5 | 5 | IPP Non-CHP
57090 | RE Kammerer LLC | 57780 | RE Kammerer 2 | KAM2 | Solar Photovoltaic | 5 | 5 | IPP Non-CHP
57090 | RE Kammerer LLC | 57782 | RE Kammerer 3 | KAM3 | Solar Photovoltaic | 5 | 5 | IPP Non-CHP
57093 | RE Bruceville LLC | 57783 | RE Bruceville 1 | BRU1 | Solar Photovoltaic | 5 | 5 | IPP Non-CHP
57093 | RE Bruceville LLC | 57784 | RE Bruceville 2 | BRU2 | Solar Photovoltaic | 5 | 5 | IPP Non-CHP
57093 | RE Bruceville LLC | 57785 | RE Bruceville 3 | BRU3 | Solar Photovoltaic | 5 | 5 | IPP Non-CHP
57097 | Oak Grove Management Co LLC | 6180 | Oak Grove (TX) | OG1 | Conventional Steam Coal | 916.8 | 840 | IPP Non-CHP
57097 | Oak Grove Management Co LLC | 6180 | Oak Grove (TX) | OG2 | Conventional Steam Coal | 878.6 | 825 | IPP Non-CHP
57098 | Sandow Power Co LLC | 52071 | Sandow No 5 | 5 | Conventional Steam Coal | 661.5 | 600 | IPP Non-CHP
57101 | FC Landfill Energy | 57786 | FC Landfill Energy | UNIT1 | Landfill Gas | 1.1 | 1 | IPP Non-CHP
57101 | FC Landfill Energy | 57786 | FC Landfill Energy | UNIT2 | Landfill Gas | 1.1 | 1 | IPP Non-CHP
57103 | US GSA Heating and Transmission | 57788 | US GSA Heating and Transmission | TG1 | Natural Gas Fired Combustion Turbine | 5.4 | 4.5 | Commercial CHP
57103 | US GSA Heating and Transmission | 57788 | US GSA Heating and Transmission | TG2 | Natural Gas Fired Combustion Turbine | 5.4 | 4.5 | Commercial CHP
57104 | Golden Springs Development Company LLC | 57796 | Golden Springs Building C-1 | 1 | Solar Photovoltaic | 1.2 | 1.2 | IPP Non-CHP
57104 | Golden Springs Development Company LLC | 57797 | Golden Springs Building D | 1 | Solar Photovoltaic | 1.3 | 1.3 | IPP Non-CHP
57106 | Peak Power 1, LLC | 57789 | Peak Power 1 Cogen | GEN1 | Natural Gas Internal Combustion Engine | 2.1 | 2 | Commercial Non-CHP
57106 | Peak Power 1, LLC | 57789 | Peak Power 1 Cogen | GEN2 | Natural Gas Internal Combustion Engine | 2.1 | 2 | Commercial Non-CHP
57106 | Peak Power 1, LLC | 57789 | Peak Power 1 Cogen | GEN3 | Natural Gas Internal Combustion Engine | 2.1 | 2 | Commercial Non-CHP
57107 | RE Bagdad Solar 1 LLC | 57790 | RE Bagdad Solar I LLC | 1 | Solar Photovoltaic | 15 | 16.6 | IPP Non-CHP
57108 | The County of Sonoma | 57793 | Sonoma County Fuel Cell | FC-1 | Other Natural Gas | 1.4 | 1.4 | Commercial CHP
57112 | RE Ajo 1 LLC | 57795 | RE Ajo 1 LLC | 1 | Solar Photovoltaic | 4.5 | 4.5 | IPP Non-CHP
57113 | ISH Solar Central, LLC | 57799 | ISH Solar Central, LLC | 1 | Solar Photovoltaic | 1.4 | 1.4 | IPP Non-CHP
57114 | RE McKenzie LLC | 57816 | RE McKenzie 1 | MCK1 | Solar Photovoltaic | 5 | 5 | IPP Non-CHP
57114 | RE McKenzie LLC | 57817 | RE McKenzie 2 | MCK2 | Solar Photovoltaic | 5 | 5 | IPP Non-CHP
57114 | RE McKenzie LLC | 57818 | RE McKenzie 3 | MCK3 | Solar Photovoltaic | 5 | 5 | IPP Non-CHP
57114 | RE McKenzie LLC | 57819 | RE McKenzie 4 | MCK4 | Solar Photovoltaic | 5 | 5 | IPP Non-CHP
57114 | RE McKenzie LLC | 57820 | RE McKenzie 5 | MCK5 | Solar Photovoltaic | 5 | 5 | IPP Non-CHP
57114 | RE McKenzie LLC | 57821 | RE McKenzie 6 | MCK6 | Solar Photovoltaic | 5 | 5 | IPP Non-CHP
57120 | OBP Cogen LLC | 57798 | OBP Cogen | 1OBP | Natural Gas Fired Combustion Turbine | 4.6 | 4.6 | Commercial CHP
57122 | Lime Wind LLC | 57803 | Lime Wind | T1-6 | Onshore Wind Turbine | 3 | 3 | IPP Non-CHP
57123 | Middlebury College Biomass | 57804 | Middlebury College | 1 | Wood/Wood Waste Biomass | 0.2 | 0.1 | Commercial Non-CHP
57123 | Middlebury College Biomass | 57804 | Middlebury College | 2 | Wood/Wood Waste Biomass | 0.6 | 0.4 | Commercial Non-CHP
57123 | Middlebury College Biomass | 57804 | Middlebury College | 3 | Wood/Wood Waste Biomass | 0.8 | 0.3 | Commercial Non-CHP
57124 | Nautilus Solar WPU LLC | 57805 | William Paterson University | WPU1 | Solar Photovoltaic | 1.4 | 1.4 | Commercial Non-CHP
57127 | GL Wind LLC | 57813 | GL Wind | TURB1 | Onshore Wind Turbine | 2.5 | 2.4 | IPP Non-CHP
57127 | GL Wind LLC | 57813 | GL Wind | TURB2 | Onshore Wind Turbine | 2.5 | 2.4 | IPP Non-CHP
57128 | Bloom Energy | 57808 | Lockheed Martin Sunnyvale | LOK00 | Other Natural Gas | 1.1 | 1 | IPP Non-CHP
57128 | Bloom Energy | 57809 | Franklin Templeton San Mateo | FRK00 | Other Natural Gas | 1.1 | 1 | IPP Non-CHP
57128 | Bloom Energy | 57811 | Adobe San Jose | ADB00 | Other Natural Gas | 0.8 | 0.8 | IPP Non-CHP
57128 | Bloom Energy | 57811 | Adobe San Jose | ADB01 | Other Natural Gas | 0.4 | 0.4 | IPP Non-CHP
57128 | Bloom Energy | 58296 | Roll Delano 2 | ROL6 | Other Natural Gas | 1 | 1 | IPP Non-CHP
57128 | Bloom Energy | 58297 | Roll Delano | ROL4 | Other Natural Gas | 1.1 | 1 | IPP Non-CHP
57128 | Bloom Energy | 58298 | Roll Lost Hills | ROL3 | Other Natural Gas | 1.1 | 1 | IPP Non-CHP
57128 | Bloom Energy | 58299 | Xilinx San Jose | XLX | Other Natural Gas | 1.1 | 1 | IPP Non-CHP
57128 | Bloom Energy | 58300 | Honda Torrance | HON | Other Natural Gas | 1.1 | 1 | IPP Non-CHP
57128 | Bloom Energy | 58301 | Juniper Networks Sunnyvale | JPR | Other Natural Gas | 1.1 | 1 | IPP Non-CHP
57128 | Bloom Energy | 58302 | Life Technologies Carlsbad | LFT | Other Natural Gas | 1.1 | 1 | IPP Non-CHP
57128 | Bloom Energy | 58303 | Taylor Farms Salinas | TLR | Other Natural Gas | 1.1 | 1 | IPP Non-CHP
57128 | Bloom Energy | 59261 | Verizon-Torrance | VZ300 | Other Natural Gas | 1 | 1 | IPP Non-CHP
57128 | Bloom Energy | 59279 | Life Technologies - Pleasanton | LFT01 | Other Natural Gas | 1.1 | 1 | IPP Non-CHP
57128 | Bloom Energy | 59280 | Kellogg's - San Jose | KLG00 | Other Natural Gas | 1.1 | 1 | IPP Non-CHP
57128 | Bloom Energy | 59281 | eBay - South Jordan | EBY00 | Other Natural Gas | 6.3 | 6 | IPP Non-CHP
57128 | Bloom Energy | 59282 | Green Machine | BBX00 | Other Natural Gas | 1.7 | 1.6 | IPP Non-CHP
57128 | Bloom Energy | 59800 | Amazon San Bernardino | AMZ00 | Other Natural Gas | 1.1 | 1 | IPP Non-CHP
57128 | Bloom Energy | 59801 | IBM Southbury | IBM00 | Other Natural Gas | 1.1 | 1 | IPP Non-CHP
57128 | Bloom Energy | 59802 | Maxim | MXM00 | Other Natural Gas | 1.1 | 1 | IPP Non-CHP
57128 | Bloom Energy | 59803 | Pixar - Emeryville | PXR00 | Other Natural Gas | 1.1 | 1 | IPP Non-CHP
57128 | Bloom Energy | 59804 | Starbucks - Evolution Fresh | SBK00 | Other Natural Gas | 1.1 | 1 | IPP Non-CHP
57128 | Bloom Energy | 59805 | Yahoo! - HQ | YAH00 | Other Natural Gas | 1.1 | 1 | IPP Non-CHP
57130 | Janssen Pharmaceutical Co | 57815 | Titusville Solar | PV1 | Solar Photovoltaic | 4.1 | 4.1 | Commercial Non-CHP
57130 | Janssen Pharmaceutical Co | 59055 | Rariton OMP | CHP1 | Natural Gas Internal Combustion Engine | 3 | 3 | IPP Non-CHP
57130 | Janssen Pharmaceutical Co | 59055 | Rariton OMP | PV1 | Solar Photovoltaic | 2.4 | 2.4 | IPP Non-CHP
57130 | Janssen Pharmaceutical Co | 59056 | Spring House | GEN 1 | Natural Gas Internal Combustion Engine | 3.8 | 3.8 | IPP Non-CHP
57130 | Janssen Pharmaceutical Co | 59057 | Skillman | GEN 1 | Solar Photovoltaic | 2.7 | 2.7 | IPP Non-CHP
57130 | Janssen Pharmaceutical Co | 59058 | Vacaville | GEN 1 | Solar Photovoltaic | 1 | 1 | IPP Non-CHP
57130 | Janssen Pharmaceutical Co | 59059 | Raritan ITS | GEN 1 | Solar Photovoltaic | 2 | 2 | IPP Non-CHP
57138 | University of Minnesota WCROC | 57823 | WCROC Wind Farm | WTG1 | Onshore Wind Turbine | 1.7 | 0.4 | IPP Non-CHP
57139 | W&T Offshore Inc | 54730 | Shell Offshore Yellowhammer | 701 | Natural Gas Fired Combustion Turbine | 3.4 | 1.4 | Industrial Non-CHP
57141 | Dynegy Kendall Energy LLC | 55131 | Kendall County Generation Facility | CTG1 | Natural Gas Fired Combined Cycle | 180 | 160 | IPP Non-CHP
57141 | Dynegy Kendall Energy LLC | 55131 | Kendall County Generation Facility | CTG2 | Natural Gas Fired Combined Cycle | 180 | 160 | IPP Non-CHP
57141 | Dynegy Kendall Energy LLC | 55131 | Kendall County Generation Facility | CTG3 | Natural Gas Fired Combined Cycle | 180 | 160 | IPP Non-CHP
57141 | Dynegy Kendall Energy LLC | 55131 | Kendall County Generation Facility | CTG4 | Natural Gas Fired Combined Cycle | 180 | 160 | IPP Non-CHP
57141 | Dynegy Kendall Energy LLC | 55131 | Kendall County Generation Facility | STG1 | Natural Gas Fired Combined Cycle | 134 | 125 | IPP Non-CHP
57141 | Dynegy Kendall Energy LLC | 55131 | Kendall County Generation Facility | STG2 | Natural Gas Fired Combined Cycle | 134 | 125 | IPP Non-CHP
57141 | Dynegy Kendall Energy LLC | 55131 | Kendall County Generation Facility | STG3 | Natural Gas Fired Combined Cycle | 134 | 125 | IPP Non-CHP
57141 | Dynegy Kendall Energy LLC | 55131 | Kendall County Generation Facility | STG4 | Natural Gas Fired Combined Cycle | 134 | 125 | IPP Non-CHP
57142 | Gundersen Lutheran Biogas I LLC | 57824 | Onalaska Campus Landfill Biogas | 416LF | Landfill Gas | 1.1 | 1.1 | IPP Non-CHP
57144 | Northbrook Carthage LLC | 50759 | West End Dam Hydroelectric Project | GEN1 | Conventional Hydroelectric | 2.2 | 2.1 | IPP Non-CHP
57144 | Northbrook Carthage LLC | 50759 | West End Dam Hydroelectric Project | GEN2 | Conventional Hydroelectric | 2.2 | 2.1 | IPP Non-CHP
57145 | Louisiana Sugar Refining LLC | 10301 | Louisiana Sugar Refining | GEN2 | Natural Gas Steam Turbine | 2.5 | 1.7 | Industrial CHP
57145 | Louisiana Sugar Refining LLC | 10301 | Louisiana Sugar Refining | GEN3 | Natural Gas Steam Turbine | 1.7 | 1.5 | Industrial CHP
57145 | Louisiana Sugar Refining LLC | 10301 | Louisiana Sugar Refining | GEN4 | Natural Gas Steam Turbine | 2.5 | 2.1 | Industrial CHP
57146 | Tulsa LFG LLC | 57828 | Tulsa LFG LLC | GEN1 | Landfill Gas | 1.6 | 1.4 | IPP Non-CHP
57146 | Tulsa LFG LLC | 57828 | Tulsa LFG LLC | GEN2 | Landfill Gas | 1.6 | 1.4 | IPP Non-CHP
57148 | Glendale Energy LLC | 57829 | Glendale Energy Power Plant | GLEN1 | Landfill Gas | 1.4 | 1.4 | IPP Non-CHP
57148 | Glendale Energy LLC | 57829 | Glendale Energy Power Plant | GLEN2 | Landfill Gas | 1.4 | 1.4 | IPP Non-CHP
57149 | Rippey Wind Energy LLC | 57830 | Rippey Wind Farm | NORD | Onshore Wind Turbine | 50 | 50 | IPP Non-CHP
57150 | Bethel Wind Energy LLC | 57832 | Hawkeye Wind Farm | NORD | Onshore Wind Turbine | 36 | 36 | IPP Non-CHP
57151 | Celanese Acetate LLC | 52089 | Celanese Acetate LLC | GEN1 | Conventional Steam Coal | 6 | 6 | Industrial CHP
57151 | Celanese Acetate LLC | 52089 | Celanese Acetate LLC | GEN2 | Conventional Steam Coal | 6 | 6 | Industrial CHP
57151 | Celanese Acetate LLC | 52089 | Celanese Acetate LLC | GEN3 | Conventional Steam Coal | 6 | 6 | Industrial CHP
57151 | Celanese Acetate LLC | 52089 | Celanese Acetate LLC | GEN4 | Conventional Steam Coal | 9.2 | 9.2 | Industrial CHP
57154 | Heliocentric LLC | 57831 | Heliocentric | 1 | Solar Photovoltaic | 1.5 | 1.3 | IPP Non-CHP
57157 | Wolf Wind Project | 56586 | Sunset Breeze LLC | 1 | Onshore Wind Turbine | 1.3 | 1.3 | IPP Non-CHP
57157 | Wolf Wind Project | 56587 | Minnesota Breeze LLC | 1 | Onshore Wind Turbine | 1.3 | 1.3 | IPP Non-CHP
57157 | Wolf Wind Project | 56588 | G Flow Wind LLC | 1 | Onshore Wind Turbine | 1.3 | 1.3 | IPP Non-CHP
57157 | Wolf Wind Project | 56589 | Wolf Wind Enterprises LLC | 1 | Onshore Wind Turbine | 1.3 | 1.3 | IPP Non-CHP
57157 | Wolf Wind Project | 56590 | Green Acres Breeze LLC | 1 | Onshore Wind Turbine | 1.3 | 1.3 | IPP Non-CHP
57158 | Ewington Wind Project | 56624 | BC Energy LLC | 1 | Onshore Wind Turbine | 4 | 4 | IPP Non-CHP
57158 | Ewington Wind Project | 56625 | KC Energy LLC | 1 | Onshore Wind Turbine | 4 | 4 | IPP Non-CHP
57158 | Ewington Wind Project | 56626 | K&D Energy LLC | 1 | Onshore Wind Turbine | 4 | 4 | IPP Non-CHP
57158 | Ewington Wind Project | 56627 | KSS Turbines LLC | 1 | Onshore Wind Turbine | 4 | 4 | IPP Non-CHP
57159 | L-8 Solar Project LLC | 57836 | L-8 Solar Project | TSM | Solar Photovoltaic | 1.5 | 1.3 | IPP Non-CHP
57160 | DuPont Sabine River Works | 55120 | SRW Cogen LP | GT1A | Natural Gas Fired Combined Cycle | 180 | 160 | IPP CHP
57160 | DuPont Sabine River Works | 55120 | SRW Cogen LP | GT1B | Natural Gas Fired Combined Cycle | 180 | 160 | IPP CHP
57160 | DuPont Sabine River Works | 55120 | SRW Cogen LP | ST1A | Natural Gas Fired Combined Cycle | 145 | 100 | IPP CHP
57165 | Otay Landfill Gas LLC | 52204 | Otay | OTA1 | Landfill Gas | 1.8 | 1.7 | IPP Non-CHP
57165 | Otay Landfill Gas LLC | 52204 | Otay | OTA2 | Landfill Gas | 1.8 | 1.7 | IPP Non-CHP
57165 | Otay Landfill Gas LLC | 52204 | Otay | OTA3 | Landfill Gas | 3.3 | 3.2 | IPP Non-CHP
57165 | Otay Landfill Gas LLC | 52204 | Otay | OTA5 | Landfill Gas | 1.6 | 1.5 | IPP Non-CHP
57165 | Otay Landfill Gas LLC | 52204 | Otay | OTA6 | Landfill Gas | 1.6 | 1.5 | IPP Non-CHP
57167 | ISH Solar Hospitals LLC | 57840 | ISH Solar Hospital SDMC | 1 | Solar Photovoltaic | 1.1 | 1.1 | IPP Non-CHP
57167 | ISH Solar Hospitals LLC | 57841 | ISH Solar Hospital Downey | 1 | Solar Photovoltaic | 1.1 | 1.1 | IPP Non-CHP
57170 | EDF Renewable Asset Holdings, Inc. | 10815 | Difwind Farms Ltd VII | GEN1 | Onshore Wind Turbine | 24 | 21 | IPP Non-CHP
57170 | EDF Renewable Asset Holdings, Inc. | 54453 | EDF Renewable Windfarm V Inc | GEN2 | Onshore Wind Turbine | 16.2 | 16.2 | IPP Non-CHP
57170 | EDF Renewable Asset Holdings, Inc. | 54686 | Difwind Farms Ltd VI | EXIS | Onshore Wind Turbine | 27.1 | 25.3 | IPP Non-CHP
57170 | EDF Renewable Asset Holdings, Inc. | 54687 | Difwind Farms Ltd VIII | EXIS | Onshore Wind Turbine | 15 | 15 | IPP Non-CHP
57170 | EDF Renewable Asset Holdings, Inc. | 55980 | Champepaden Wind Power | 1 | Onshore Wind Turbine | 2 | 2 | IPP Non-CHP
57170 | EDF Renewable Asset Holdings, Inc. | 55981 | Moulton Wind Power | 1 | Onshore Wind Turbine | 2 | 2 | IPP Non-CHP
57170 | EDF Renewable Asset Holdings, Inc. | 56142 | Chanarambie Power Partners, LLC | WND1 | Onshore Wind Turbine | 85.5 | 85.5 | IPP Non-CHP
57170 | EDF Renewable Asset Holdings, Inc. | 56153 | Viking Wind Partners | 1 | Onshore Wind Turbine | 12 | 12 | IPP Non-CHP
57170 | EDF Renewable Asset Holdings, Inc. | 56302 | Oasis Wind | 1 | Onshore Wind Turbine | 60 | 60 | IPP Non-CHP
57170 | EDF Renewable Asset Holdings, Inc. | 56447 | Hawi Wind Farm | V-47 | Onshore Wind Turbine | 10.6 | 10.6 | IPP Non-CHP
57170 | EDF Renewable Asset Holdings, Inc. | 56617 | Fenton Wind Farm | 1 | Onshore Wind Turbine | 205.5 | 205.5 | IPP Non-CHP
57170 | EDF Renewable Asset Holdings, Inc. | 56874 | Shiloh Wind Project 2 LLC | TBD | Onshore Wind Turbine | 150 | 150 | IPP Non-CHP
57170 | EDF Renewable Asset Holdings, Inc. | 56875 | Sacramento Soleil LLC | TBD | Solar Photovoltaic | 1 | 1 | IPP Non-CHP
57170 | EDF Renewable Asset Holdings, Inc. | 56876 | Wapsipinicon Wind Project | TBD | Onshore Wind Turbine | 100.5 | 100.5 | IPP Non-CHP
57170 | EDF Renewable Asset Holdings, Inc. | 56878 | Hoosier Wind Project LLC | TBD | Onshore Wind Turbine | 106 | 106 | IPP Non-CHP
57170 | EDF Renewable Asset Holdings, Inc. | 57268 | Chestnut Flats Wind Farm | 1 | Onshore Wind Turbine | 38 | 38 | IPP Non-CHP
57170 | EDF Renewable Asset Holdings, Inc. | 57372 | Bellevue Solar Project | INV-1 | Solar Photovoltaic | 1.6 | 1.6 | IPP Non-CHP
57170 | EDF Renewable Asset Holdings, Inc. | 57374 | Lakefield Wind Project LLC | LAKE1 | Onshore Wind Turbine | 205.5 | 205.5 | IPP Non-CHP
57170 | EDF Renewable Asset Holdings, Inc. | 57586 | Shiloh III Wind Project LLC | 1 | Onshore Wind Turbine | 102.5 | 102.5 | IPP Non-CHP
57170 | EDF Renewable Asset Holdings, Inc. | 57652 | Yamhill Solar LLC | 1 | Solar Photovoltaic | 1 | 1 | IPP Non-CHP
57170 | EDF Renewable Asset Holdings, Inc. | 57708 | Catalina Solar LLC | INV | Solar Photovoltaic | 110 | 110 | IPP Non-CHP
57170 | EDF Renewable Asset Holdings, Inc. | 57725 | Shiloh IV Wind Project LLC | 1 | Onshore Wind Turbine | 101.3 | 101.3 | IPP Non-CHP
57170 | EDF Renewable Asset Holdings, Inc. | 57757 | Pacific Wind LLC | 1 | Onshore Wind Turbine | 151.7 | 140 | IPP Non-CHP
57170 | EDF Renewable Asset Holdings, Inc. | 57973 | Spinning Spur Wind LLC | GEN1 | Onshore Wind Turbine | 161 | 161 | IPP Non-CHP
57170 | EDF Renewable Asset Holdings, Inc. | 57974 | Bobcat Bluff Wind Project LLC | GEN1 | Onshore Wind Turbine | 150 | 150 | IPP Non-CHP
57170 | EDF Renewable Asset Holdings, Inc. | 57975 | Spearville 3 LLC | GEN1 | Onshore Wind Turbine | 108 | 108 | IPP Non-CHP
57170 | EDF Renewable Asset Holdings, Inc. | 58706 | Allendale Biomass | GEN1 | Wood/Wood Waste Biomass | 19.8 | 18.8 | IPP Non-CHP
57170 | EDF Renewable Asset Holdings, Inc. | 58707 | Dorchester Biomass | GEN1 | Wood/Wood Waste Biomass | 19.8 | 18.8 | IPP Non-CHP
57170 | EDF Renewable Asset Holdings, Inc. | 58773 | TX Hereford Wind | GEN1 | Onshore Wind Turbine | 200 | 200 | IPP Non-CHP
57170 | EDF Renewable Asset Holdings, Inc. | 58774 | Spinning Spur Wind II | GEN1 | Onshore Wind Turbine | 161 | 161 | IPP Non-CHP
57170 | EDF Renewable Asset Holdings, Inc. | 59085 | Lepomis PV Energy LLC | INV-1 | Solar Photovoltaic | 4.5 | 4.5 | IPP Non-CHP
57170 | EDF Renewable Asset Holdings, Inc. | 59140 | EDF Lancaster | INV-1 | Solar Photovoltaic | 4.5 | 4.5 | IPP Non-CHP
57171 | Franklin County Wind LLC | 57844 | Franklin County Wind Farm | 1 | Onshore Wind Turbine | 99 | 99 | IPP Non-CHP
57172 | SC Landfill Energy LLC | 57843 | SC Landfill Energy LLC | GEN1 | Landfill Gas | 1.9 | 1.7 | IPP Non-CHP
57173 | AC Landfill Energy LLC | 57845 | AC Landfill Energy LLC | UNIT1 | Landfill Gas | 1.6 | 1.5 | IPP Non-CHP
57173 | AC Landfill Energy LLC | 57845 | AC Landfill Energy LLC | UNIT2 | Landfill Gas | 1.9 | 1.8 | IPP Non-CHP
57173 | AC Landfill Energy LLC | 57845 | AC Landfill Energy LLC | UNIT3 | Landfill Gas | 1.9 | 1.8 | IPP Non-CHP
57174 | SX Landfill Energy LLC | 57846 | SX Landfill Energy LLC | UNIT1 | Landfill Gas | 1.6 | 1.5 | IPP Non-CHP
57174 | SX Landfill Energy LLC | 57846 | SX Landfill Energy LLC | UNIT2 | Landfill Gas | 1.6 | 1.5 | IPP Non-CHP
57175 | BC Landfill Energy LLC | 57847 | BC Landfill Energy LLC | UNIT1 | Landfill Gas | 1.5 | 1.4 | IPP Non-CHP
57175 | BC Landfill Energy LLC | 57847 | BC Landfill Energy LLC | UNIT2 | Landfill Gas | 1.5 | 1.4 | IPP Non-CHP
57175 | BC Landfill Energy LLC | 57847 | BC Landfill Energy LLC | UNIT3 | Landfill Gas | 1.5 | 1.4 | IPP Non-CHP
57175 | BC Landfill Energy LLC | 57847 | BC Landfill Energy LLC | UNIT4 | Landfill Gas | 1.5 | 1.4 | IPP Non-CHP
57175 | BC Landfill Energy LLC | 57847 | BC Landfill Energy LLC | UNIT5 | Landfill Gas | 1.5 | 1.4 | IPP Non-CHP
57176 | WC Landfill Energy LLC | 57848 | WC Landfill Energy LLC | GEN1 | Landfill Gas | 2 | 1.6 | IPP Non-CHP
57176 | WC Landfill Energy LLC | 57848 | WC Landfill Energy LLC | SOLAR | Solar Photovoltaic | 1.2 | 1.2 | IPP Non-CHP
57177 | SEAI Elk Grove LLC | 57849 | Green Acres Solar Facility 1 | GASF1 | Solar Photovoltaic | 3 | 3 | IPP Non-CHP
57177 | SEAI Elk Grove LLC | 57850 | Green Acres Solar Facility 2 | GASF2 | Solar Photovoltaic | 1 | 1 | IPP Non-CHP
57182 | ReEnergy Sterling CT LP | 50736 | Exeter Energy LP | GEN1 | All Other | 31.3 | 26 | IPP Non-CHP
57183 | Shasta Renewable Resources LLC | 57857 | Shasta Renewable Resources Plant | 1 | Wood/Wood Waste Biomass | 5.5 | 5.5 | IPP CHP
57184 | Ampersand Mount Ida Hydro LLC | 50031 | Mt Ida Hydroelectric | 3983 | Conventional Hydroelectric | 1.5 | 1.5 | IPP Non-CHP
57184 | Ampersand Mount Ida Hydro LLC | 50031 | Mt Ida Hydroelectric | 3986 | Conventional Hydroelectric | 1.5 | 1.5 | IPP Non-CHP
57189 | Hidden Hollow Energy LLC | 57861 | Hidden Hollow Energy | UNT1 | Landfill Gas | 1.5 | 1.5 | IPP Non-CHP
57189 | Hidden Hollow Energy LLC | 57861 | Hidden Hollow Energy | UNT2 | Landfill Gas | 1.5 | 1.5 | IPP Non-CHP
57191 | Caney River Wind Project | 57858 | Caney River Wind Project | 1 | Onshore Wind Turbine | 200 | 200 | IPP Non-CHP
57194 | City of Industry | 57860 | Industry MetroLink PV 1 | 1 | Solar Photovoltaic | 1.5 | 1.5 | Electric Utility
57197 | Santa Cruz Energy LLC | 57876 | Santa Cruz Energy | UNT1 | Landfill Gas | 1.6 | 1.5 | IPP Non-CHP
57202 | E&E Enterprises LLC | 56215 | Allendorf | A1 | Onshore Wind Turbine | 1.2 | 1.4 | IPP Non-CHP
57207 | HC-50 MAIN STREET, LLC | 55830 | East Millinocket Mill | M2S1 | Wood/Wood Waste Biomass | 15.6 | 14.5 | Industrial CHP
57207 | HC-50 MAIN STREET, LLC | 55830 | East Millinocket Mill | M2S2 | Wood/Wood Waste Biomass | 15.6 | 14.5 | Industrial CHP
57207 | HC-50 MAIN STREET, LLC | 55830 | East Millinocket Mill | M2S3 | Wood/Wood Waste Biomass | 30.2 | 28.1 | Industrial CHP
57213 | Castle Rock Cooling | 57870 | Castle Rock Vineyards | SOLAR | Solar Photovoltaic | 1 | 1 | Commercial Non-CHP
57215 | Regents of the University of Minnesota | 57880 | Eolos Wind Energy Research Field Station | 1 | Onshore Wind Turbine | 2.5 | 2.5 | IPP Non-CHP
57218 | L'Energia Energy | 54586 | L'Energia Energy Center | TRENT | Natural Gas Fired Combined Cycle | 57.9 | 58 | IPP Non-CHP
57218 | L'Energia Energy | 54586 | L'Energia Energy Center | VAX | Natural Gas Fired Combined Cycle | 27.1 | 17 | IPP Non-CHP
57219 | Siete Solar LLC | 57883 | Queen Creek Solar Farm | GEN1 | Solar Photovoltaic | 19 | 18.6 | IPP Non-CHP
57221 | City of Columbia SC | 3283 | Columbia Canal Hydro | 1 | Conventional Hydroelectric | 1.6 | 1.3 | Electric Utility
57221 | City of Columbia SC | 3283 | Columbia Canal Hydro | 2 | Conventional Hydroelectric | 1.6 | 1.7 | Electric Utility
57221 | City of Columbia SC | 3283 | Columbia Canal Hydro | 3 | Conventional Hydroelectric | 1.6 | 1.3 | Electric Utility
57221 | City of Columbia SC | 3283 | Columbia Canal Hydro | 4 | Conventional Hydroelectric | 1.3 | 1.3 | Electric Utility
57221 | City of Columbia SC | 3283 | Columbia Canal Hydro | 5 | Conventional Hydroelectric | 1.3 | 1.7 | Electric Utility
57221 | City of Columbia SC | 3283 | Columbia Canal Hydro | 6 | Conventional Hydroelectric | 1.6 | 1.3 | Electric Utility
57221 | City of Columbia SC | 3283 | Columbia Canal Hydro | 7 | Conventional Hydroelectric | 1.6 | 1.3 | Electric Utility
57222 | Liberty Utilities (CalPeco Electric) LLC | 6518 | Kings Beach | KB1 | Petroleum Liquids | 2.5 | 2 | Electric Utility
57222 | Liberty Utilities (CalPeco Electric) LLC | 6518 | Kings Beach | KB2 | Petroleum Liquids | 2.5 | 2 | Electric Utility
57222 | Liberty Utilities (CalPeco Electric) LLC | 6518 | Kings Beach | KB3 | Petroleum Liquids | 2.5 | 2 | Electric Utility
57222 | Liberty Utilities (CalPeco Electric) LLC | 6518 | Kings Beach | KB4 | Petroleum Liquids | 2.5 | 2 | Electric Utility
57222 | Liberty Utilities (CalPeco Electric) LLC | 6518 | Kings Beach | KB5 | Petroleum Liquids | 2.5 | 2 | Electric Utility
57222 | Liberty Utilities (CalPeco Electric) LLC | 6518 | Kings Beach | KB6 | Petroleum Liquids | 2.5 | 2 | Electric Utility
57223 | Sycamore Energy 1 LLC | 10387 | Sycamore Energy 1 | 1A | Landfill Gas | 1.2 | 1.2 | IPP Non-CHP
57223 | Sycamore Energy 1 LLC | 10387 | Sycamore Energy 1 | 2A | Landfill Gas | 1.2 | 1.2 | IPP Non-CHP
57223 | Sycamore Energy 1 LLC | 10387 | Sycamore Energy 1 | 3 | Landfill Gas | 3 | 2.8 | IPP Non-CHP
57224 | MM West Covina Energy LLC | 54015 | MM West Covina | GEN2 | Landfill Gas | 6.8 | 5.4 | IPP Non-CHP
57224 | MM West Covina Energy LLC | 54015 | MM West Covina | GEN3 | Landfill Gas | 4.9 | 4.4 | IPP Non-CHP
57225 | MM Yolo Power LLC | 54567 | MM Yolo Power | 1 | Landfill Gas | 0.6 | 0.5 | IPP Non-CHP
57225 | MM Yolo Power LLC | 54567 | MM Yolo Power | 2 | Landfill Gas | 0.6 | 0.5 | IPP Non-CHP
57225 | MM Yolo Power LLC | 54567 | MM Yolo Power | 3 | Landfill Gas | 0.6 | 0.5 | IPP Non-CHP
57225 | MM Yolo Power LLC | 54567 | MM Yolo Power | 4 | Landfill Gas | 0.6 | 0.6 | IPP Non-CHP
57225 | MM Yolo Power LLC | 54567 | MM Yolo Power | 5 | Landfill Gas | 0.4 | 0.4 | IPP Non-CHP
57226 | MM Taunton Energy LLC | 55093 | MM Taunton Energy | UNT1 | Landfill Gas | 0.9 | 0.9 | IPP Non-CHP
57226 | MM Taunton Energy LLC | 55093 | MM Taunton Energy | UNT2 | Landfill Gas | 0.9 | 0.9 | IPP Non-CHP
57226 | MM Taunton Energy LLC | 55093 | MM Taunton Energy | UNT3 | Landfill Gas | 0.9 | 0.9 | IPP Non-CHP
57226 | MM Taunton Energy LLC | 55093 | MM Taunton Energy | UNT4 | Landfill Gas | 0.9 | 0.9 | IPP Non-CHP
57227 | MM San Diego Energy-Miramar | 55094 | MM San Diego-Miramar | UNT1 | Landfill Gas | 1.6 | 1.6 | IPP CHP
57227 | MM San Diego Energy-Miramar | 55094 | MM San Diego-Miramar | UNT2 | Landfill Gas | 1.6 | 1.6 | IPP CHP
57227 | MM San Diego Energy-Miramar | 55094 | MM San Diego-Miramar | UNT3 | Landfill Gas | 1.6 | 1.6 | IPP CHP
57227 | MM San Diego Energy-Miramar | 55094 | MM San Diego-Miramar | UNT4 | Landfill Gas | 1.6 | 1.6 | IPP CHP
57229 | MM Albany Energy LLC | 55155 | MM Albany Energy | UNT1 | Landfill Gas | 0.9 | 0.9 | IPP Non-CHP
57229 | MM Albany Energy LLC | 55155 | MM Albany Energy | UNT2 | Landfill Gas | 0.9 | 0.9 | IPP Non-CHP
57229 | MM Albany Energy LLC | 55155 | MM Albany Energy | UNT3 | Landfill Gas | 0.9 | 0.9 | IPP Non-CHP
57229 | MM Albany Energy LLC | 55155 | MM Albany Energy | UNT4 | Landfill Gas | 1.6 | 1.6 | IPP Non-CHP
57229 | MM Albany Energy LLC | 55155 | MM Albany Energy | UNT5 | Landfill Gas | 1.6 | 1.6 | IPP Non-CHP
57230 | MM Prince William Energy LLC | 55156 | MM Prince William Energy | UNT1 | Landfill Gas | 0.9 | 0.9 | IPP Non-CHP
57230 | MM Prince William Energy LLC | 55156 | MM Prince William Energy | UNT2 | Landfill Gas | 0.9 | 0.9 | IPP Non-CHP
57232 | MM Lopez Energy LLC | 55161 | MM Lopez Energy | UNT1 | Landfill Gas | 3 | 2.7 | IPP Non-CHP
57232 | MM Lopez Energy LLC | 55161 | MM Lopez Energy | UNT2 | Landfill Gas | 3 | 2.7 | IPP Non-CHP
57233 | MM Tomoka Farms Energy LLC | 55162 | MM Tomoka Farms Energy | UNT1 | Landfill Gas | 1.9 | 1.9 | IPP Non-CHP
57233 | MM Tomoka Farms Energy LLC | 55162 | MM Tomoka Farms Energy | UNT2 | Landfill Gas | 1.9 | 1.9 | IPP Non-CHP
57235 | MM San Diego Energy-North City | 55602 | MM San Diego-North City | UNT1 | Landfill Gas | 0.9 | 0.9 | IPP Non-CHP
57235 | MM San Diego Energy-North City | 55602 | MM San Diego-North City | UNT2 | Landfill Gas | 0.9 | 0.9 | IPP Non-CHP
57235 | MM San Diego Energy-North City | 55602 | MM San Diego-North City | UNT3 | Landfill Gas | 0.9 | 0.9 | IPP Non-CHP
57235 | MM San Diego Energy-North City | 55602 | MM San Diego-North City | UNT4 | Landfill Gas | 0.9 | 0.9 | IPP Non-CHP
57242 | Coyote Canyon Energy LLC | 10395 | GRS Coyote Canyon | GEN1 | Landfill Gas | 20 | 17 | IPP Non-CHP
57247 | Pine Bend LLC | 55598 | GRS Pine Bend | 1 | Landfill Gas | 5 | 3.8 | IPP Non-CHP
57247 | Pine Bend LLC | 55598 | GRS Pine Bend | 2 | Landfill Gas | 5 | 3.8 | IPP Non-CHP
57247 | Pine Bend LLC | 55598 | GRS Pine Bend | 3 | Landfill Gas | 6.6 | 6 | IPP Non-CHP
57249 | Suncook Energy LLC | 55006 | Nashua Plant | UNT2 | Landfill Gas | 0.8 | 0.7 | IPP Non-CHP
57250 | MM Prima Deshecha Energy LLC | 55601 | Prima Plant | UNT1 | Landfill Gas | 3 | 2.7 | IPP Non-CHP
57250 | MM Prima Deshecha Energy LLC | 55601 | Prima Plant | UNT2 | Landfill Gas | 3 | 2.7 | IPP Non-CHP
57251 | MM Tajiguas Energy LLC | 55603 | Tajiguas Plant | UNT1 | Landfill Gas | 3 | 2.7 | IPP Non-CHP
57253 | MM Mid Valley Genco LLC | 56170 | Mid Valley Plant | UNT1 | Landfill Gas | 1.3 | 1.3 | IPP Non-CHP
57253 | MM Mid Valley Genco LLC | 56170 | Mid Valley Plant | UNT2 | Landfill Gas | 1.3 | 1.3 | IPP Non-CHP
57254 | MM Milliken Genco LLC | 56171 | Milliken Plant | UNT1 | Landfill Gas | 1.1 | 1.1 | IPP Non-CHP
57254 | MM Milliken Genco LLC | 56171 | Milliken Plant | UNT2 | Landfill Gas | 1.1 | 1.1 | IPP Non-CHP
57256 | Harvest II Windfarm LLC | 57888 | Harvest II Windfarm | 1 | Onshore Wind Turbine | 59.4 | 59.4 | IPP Non-CHP
57257 | Wildcat Wind LLC | 57887 | Wildcat Wind | 1 | Onshore Wind Turbine | 27.3 | 27.3 | IPP Non-CHP
57258 | Concord Energy LLC | 57896 | Concord Energy | UNT1 | Landfill Gas | 4.8 | 3.9 | IPP Non-CHP
57258 | Concord Energy LLC | 57896 | Concord Energy | UNT2 | Landfill Gas | 4.8 | 3.9 | IPP Non-CHP
57259 | Richmond Energy LLC | 57897 | Richmond Energy | UNT1 | Landfill Gas | 1.6 | 1.6 | IPP Non-CHP
57259 | Richmond Energy LLC | 57897 | Richmond Energy | UNT2 | Landfill Gas | 1.6 | 1.6 | IPP Non-CHP
57259 | Richmond Energy LLC | 57897 | Richmond Energy | UNT3 | Landfill Gas | 1.6 | 1.6 | IPP Non-CHP
57259 | Richmond Energy LLC | 57897 | Richmond Energy | UNT4 | Landfill Gas | 1.6 | 1.6 | IPP Non-CHP
57262 | Kern County Water Agency | 57895 | Improvement Dst No. 4 | ID4 | Solar Photovoltaic | 1.1 | 1.1 | Commercial Non-CHP
57264 | Wolf Hills Energy LLC | 55285 | Wolf Hills Energy | WHG1 | Natural Gas Fired Combustion Turbine | 57 | 50 | IPP Non-CHP
57264 | Wolf Hills Energy LLC | 55285 | Wolf Hills Energy | WHG2 | Natural Gas Fired Combustion Turbine | 57 | 50 | IPP Non-CHP
57264 | Wolf Hills Energy LLC | 55285 | Wolf Hills Energy | WHG3 | Natural Gas Fired Combustion Turbine | 57 | 50 | IPP Non-CHP
57264 | Wolf Hills Energy LLC | 55285 | Wolf Hills Energy | WHG4 | Natural Gas Fired Combustion Turbine | 57 | 50 | IPP Non-CHP
57264 | Wolf Hills Energy LLC | 55285 | Wolf Hills Energy | WHG5 | Natural Gas Fired Combustion Turbine | 57 | 50 | IPP Non-CHP
57271 | NRG Solar Borrego I | 57455 | NRG Solar Borrego I | SB1 | Solar Photovoltaic | 26 | 26 | IPP Non-CHP
57272 | Kootenai Electric Cooperative Inc | 57902 | Fighting Creek LFGTE Plant | G-123 | Landfill Gas | 1.6 | 1.6 | Electric Utility
57272 | Kootenai Electric Cooperative Inc | 57902 | Fighting Creek LFGTE Plant | G-162 | Landfill Gas | 1.6 | 1.6 | Electric Utility
57273 | SS San Antonio West LLC | 57904 | San Antonio West Solar Rooftop | CHNO | Solar Photovoltaic | 1.5 | 1.5 | IPP Non-CHP
57279 | California Portland Cement Co | 57907 | Colton Plant | 1 | Conventional Steam Coal | 15 | 14.3 | Industrial CHP
57279 | California Portland Cement Co | 57907 | Colton Plant | 2 | Conventional Steam Coal | 15 | 14.3 | Industrial CHP
57280 | Eagle Creek RE LLC | 2630 | Mongaup | GEN1 | Conventional Hydroelectric | 4 | 4.3 | IPP Non-CHP
57280 | Eagle Creek RE LLC | 2631 | Rio | RIO | Conventional Hydroelectric | 10 | 10.1 | IPP Non-CHP
57280 | Eagle Creek RE LLC | 2631 | Rio | RIO2 | Conventional Hydroelectric | 0.8 | 0.8 | IPP Non-CHP
57280 | Eagle Creek RE LLC | 2634 | Swinging Bridge 2 | SWI2 | Conventional Hydroelectric | 6.8 | 7.4 | IPP Non-CHP
57280 | Eagle Creek RE LLC | 10109 | Franklin Industrial Complex | 1 | Conventional Hydroelectric | 1.5 | 0.6 | IPP Non-CHP
57280 | Eagle Creek RE LLC | 10109 | Franklin Industrial Complex | 2 | Conventional Hydroelectric | 0.2 | 0.2 | IPP Non-CHP
57280 | Eagle Creek RE LLC | 10183 | Mine Falls Generating Station | GEN1 | Conventional Hydroelectric | 1.5 | 1.5 | IPP Non-CHP
57280 | Eagle Creek RE LLC | 10183 | Mine Falls Generating Station | GEN2 | Conventional Hydroelectric | 1.5 | 1.7 | IPP Non-CHP
57280 | Eagle Creek RE LLC | 10276 | Clement Dam Hydro LLC | 0049 | Conventional Hydroelectric | 2.4 | 2.3 | IPP Non-CHP
57280 | Eagle Creek RE LLC | 10490 | Upper Beaver Falls Project | 1G | Conventional Hydroelectric | 1.5 | 1.5 | IPP Non-CHP
57280 | Eagle Creek RE LLC | 50252 | Sartell Dam | HG10 | Conventional Hydroelectric | 0.9 | 0.9 | Industrial Non-CHP
57280 | Eagle Creek RE LLC | 50252 | Sartell Dam | HG11 | Conventional Hydroelectric | 0.9 | 0.9 | Industrial Non-CHP
57280 | Eagle Creek RE LLC | 50252 | Sartell Dam | HG12 | Conventional Hydroelectric | 0.9 | 0.9 | Industrial Non-CHP
57280 | Eagle Creek RE LLC | 50252 | Sartell Dam | HG2 | Conventional Hydroelectric | 0.9 | 0.9 | Industrial Non-CHP
57280 | Eagle Creek RE LLC | 50252 | Sartell Dam | HG3 | Conventional Hydroelectric | 0.9 | 0.9 | Industrial Non-CHP
57280 | Eagle Creek RE LLC | 50252 | Sartell Dam | HG4 | Conventional Hydroelectric | 0.9 | 0.9 | Industrial Non-CHP
57280 | Eagle Creek RE LLC | 50252 | Sartell Dam | HG5 | Conventional Hydroelectric | 0.9 | 0.9 | Industrial Non-CHP
57280 | Eagle Creek RE LLC | 50252 | Sartell Dam | HG6 | Conventional Hydroelectric | 0.8 | 0.8 | Industrial Non-CHP
57280 | Eagle Creek RE LLC | 50252 | Sartell Dam | HG7 | Conventional Hydroelectric | 0.8 | 0.8 | Industrial Non-CHP
57280 | Eagle Creek RE LLC | 50252 | Sartell Dam | HG8 | Conventional Hydroelectric | 0.7 | 0.7 | Industrial Non-CHP
57280 | Eagle Creek RE LLC | 50252 | Sartell Dam | HG9 | Conventional Hydroelectric | 0.7 | 0.7 | Industrial Non-CHP
57280 | Eagle Creek RE LLC | 50312 | Pembroke Hydro | 1 | Conventional Hydroelectric | 2.7 | 0.6 | IPP Non-CHP
57280 | Eagle Creek RE LLC | 50354 | Newport Hydro | 1 | Conventional Hydroelectric | 0.8 | 0.8 | IPP Non-CHP
57280 | Eagle Creek RE LLC | 50354 | Newport Hydro | 2 | Conventional Hydroelectric | 0.8 | 0.8 | IPP Non-CHP
57280 | Eagle Creek RE LLC | 50354 | Newport Hydro | 3 | Conventional Hydroelectric | 0.1 | 0.1 | IPP Non-CHP
57280 | Eagle Creek RE LLC | 50384 | Gregg Falls | 1 | Conventional Hydroelectric | 2.2 | 2.1 | IPP Non-CHP
57280 | Eagle Creek RE LLC | 50384 | Gregg Falls | 2 | Conventional Hydroelectric | 1.3 | 1.3 | IPP Non-CHP
57280 | Eagle Creek RE LLC | 52068 | Great Falls Hydro Project | GEN1 | Conventional Hydroelectric | 4.1 | 3.3 | IPP Non-CHP
57280 | Eagle Creek RE LLC | 52068 | Great Falls Hydro Project | GEN2 | Conventional Hydroelectric | 4.1 | 3.3 | IPP Non-CHP
57280 | Eagle Creek RE LLC | 52068 | Great Falls Hydro Project | GEN3 | Conventional Hydroelectric | 4.1 | 3.3 | IPP Non-CHP
57280 | Eagle Creek RE LLC | 54572 | Lochmere Hydroelectric Plant | UNT1 | Conventional Hydroelectric | 0.3 | 0.3 | IPP Non-CHP
57280 | Eagle Creek RE LLC | 54572 | Lochmere Hydroelectric Plant | UNT2 | Conventional Hydroelectric | 0.3 | 0.3 | IPP Non-CHP
57280 | Eagle Creek RE LLC | 54572 | Lochmere Hydroelectric Plant | UNT3 | Conventional Hydroelectric | 0.3 | 0.3 | IPP Non-CHP
57280 | Eagle Creek RE LLC | 54572 | Lochmere Hydroelectric Plant | UNT4 | Conventional Hydroelectric | 0.3 | 0.3 | IPP Non-CHP
57280 | Eagle Creek RE LLC | 54691 | Lower Beaver Falls Project | 2G | Conventional Hydroelectric | 0.5 | 0.5 | IPP Non-CHP
57280 | Eagle Creek RE LLC | 54691 | Lower Beaver Falls Project | 3G | Conventional Hydroelectric | 0.5 | 0.5 | IPP Non-CHP
57280 | Eagle Creek RE LLC | 54865 | Phoenix Hydro Project | 1-02 | Conventional Hydroelectric | 1.6 | 1.2 | IPP Non-CHP
57280 | Eagle Creek RE LLC | 54865 | Phoenix Hydro Project | 2-01 | Conventional Hydroelectric | 1.6 | 1.2 | IPP Non-CHP
57280 | Eagle Creek RE LLC | 58712 | Stevens Mills Hydroelectric Project | 1G | Conventional Hydroelectric | 0.2 | 0.2 | IPP Non-CHP
57280 | Eagle Creek RE LLC | 58712 | Stevens Mills Hydroelectric Project | 3G | Conventional Hydroelectric | 1.9 | 1.8 | IPP Non-CHP
57281 | University of Cincinnati | 57908 | Central Utility Plant Cincinnati | CTG1 | Natural Gas Fired Combined Cycle | 11.9 | 12.5 | Commercial CHP
57281 | University of Cincinnati | 57908 | Central Utility Plant Cincinnati | CTG2 | Natural Gas Fired Combined Cycle | 11.9 | 12.5 | Commercial CHP
57281 | University of Cincinnati | 57908 | Central Utility Plant Cincinnati | P005 | Petroleum Liquids | 1.9 | 1.9 | Commercial CHP
57281 | University of Cincinnati | 57908 | Central Utility Plant Cincinnati | STG | Natural Gas Fired Combined Cycle | 21.5 | 21.5 | Commercial CHP
57281 | University of Cincinnati | 57929 | East Campus Utility Plant | P007 | Petroleum Liquids | 2 | 1.7 | Commercial Non-CHP
57281 | University of Cincinnati | 57929 | East Campus Utility Plant | P008 | Petroleum Liquids | 1.5 | 1.5 | Commercial Non-CHP
57281 | University of Cincinnati | 57929 | East Campus Utility Plant | STG | Natural Gas Steam Turbine | 1.3 | 1.2 | Commercial Non-CHP
57282 | Piedmont Green Power | 57909 | Piedmont Green Power | GEN1 | Wood/Wood Waste Biomass | 60 | 53.5 | IPP Non-CHP
57285 | Roseburg LFG Energy LLC | 57911 | Roseburg LFG | 1 | Landfill Gas | 1.6 | 1.6 | IPP Non-CHP
57295 | DTE Calvert City LLC | 55308 | Calvert City | GEN1 | Natural Gas Fired Combustion Turbine | 26.7 | 23 | Industrial CHP
57296 | Sidney Sugars Incorporated | 57914 | Sidney MT Plant | 1 | Conventional Steam Coal | 2 |  | Industrial CHP
57296 | Sidney Sugars Incorporated | 57914 | Sidney MT Plant | 2 | Conventional Steam Coal | 2 |  | Industrial CHP
57297 | FMC Westvaco | 57915 | FMC Westvaco | 1 | Conventional Steam Coal | 3.5 | 3.5 | Industrial CHP
57297 | FMC Westvaco | 57915 | FMC Westvaco | 2 | Conventional Steam Coal | 3.5 | 3.5 | Industrial CHP
57297 | FMC Westvaco | 57915 | FMC Westvaco | 3 | Conventional Steam Coal | 4 | 3.5 | Industrial CHP
57297 | FMC Westvaco | 57915 | FMC Westvaco | 4 | Conventional Steam Coal | 10 | 10 | Industrial CHP
57297 | FMC Westvaco | 57915 | FMC Westvaco | 5 | Conventional Steam Coal | 10 | 10 | Industrial CHP
57297 | FMC Westvaco | 57915 | FMC Westvaco | 6 | Conventional Steam Coal | 10 | 10 | Industrial CHP
57299 | Spreckels Sugar Company | 57916 | Spreckels Sugar Company | 1 | Natural Gas Steam Turbine | 8.9 | 8.9 | Industrial CHP
57300 | Bayer CropScience | 57917 | Bayer CropScience Institute Plant | 1 | Conventional Steam Coal | 6.3 | 6.3 | Industrial Non-CHP
57300 | Bayer CropScience | 57917 | Bayer CropScience Institute Plant | 2 | Conventional Steam Coal | 6.3 | 6.3 | Industrial Non-CHP
57301 | Orchard Mesa Irrigation District | 473 | Grand Valley Project Power Plant | 1 | Conventional Hydroelectric | 1.5 | 1.5 | Electric Utility
57301 | Orchard Mesa Irrigation District | 473 | Grand Valley Project Power Plant | 2 | Conventional Hydroelectric | 1.5 | 1.6 | Electric Utility
57302 | Sonoco Products Co | 57919 | Sonoco Products Co | 2 | Natural Gas Steam Turbine | 2.5 | 2.5 | Industrial CHP
57302 | Sonoco Products Co | 57919 | Sonoco Products Co | 3 | Wood/Wood Waste Biomass | 10 | 10 | Industrial CHP
57302 | Sonoco Products Co | 57919 | Sonoco Products Co | 4 | Conventional Steam Coal | 28 | 28 | Industrial CHP
57305 | Wright Patterson AFB | 57926 | Heat Plant 770 | HP | Conventional Steam Coal | 1.2 |  | Commercial CHP
57305 | Wright Patterson AFB | 57926 | Heat Plant 770 | LP | Conventional Steam Coal | 0.8 |  | Commercial CHP
57306 | Southern Illinois University Carbondale | 57928 | SIUC | EMER | Petroleum Liquids | 1.6 | 1.6 | Commercial CHP
57306 | Southern Illinois University Carbondale | 57928 | SIUC | GEN5 | Conventional Steam Coal | 3.5 | 2.8 | Commercial CHP
57308 | Amonix UASTP Solar Generation 1 LLC | 57930 | Amonix UASTP Solar Power Station | UAST | Solar Photovoltaic | 1.9 | 1.9 | IPP Non-CHP
57309 | Holyoke Solar LLC | 57931 | Holyoke Solar Cooperative at Mueller | PV1 | Solar Photovoltaic | 2.7 | 2.7 | IPP Non-CHP
57310 | General Motors LLC | 57932 | Wentzville Assembly & Contiguous | GEN1 | Natural Gas Steam Turbine | 3 | 3 | Industrial CHP
57311 | Constellation Solar Federal LLC | 58029 | Constellation New Energy Inc | PV1 | Solar Photovoltaic | 3.9 | 3.9 | IPP Non-CHP
57313 | SolarCity Corporation | 57939 | Walmart Casa Grande | 1 | Solar Photovoltaic | 1 | 1 | IPP Non-CHP
57313 | SolarCity Corporation | 57939 | Walmart Casa Grande | 2 | Solar Photovoltaic | 1 | 1 | IPP Non-CHP
57313 | SolarCity Corporation | 58086 | Intel Folsom | 1 | Solar Photovoltaic | 0.5 | 0.5 | IPP Non-CHP
57313 | SolarCity Corporation | 58086 | Intel Folsom | 2 | Solar Photovoltaic | 0.5 | 0.5 | IPP Non-CHP
57313 | SolarCity Corporation | 58586 | Town of East Bridgewater | 1 | Solar Photovoltaic | 2 | 2 | IPP Non-CHP
57313 | SolarCity Corporation | 58631 | Queen Anne's County | 1 | Solar Photovoltaic | 2 | 2 | IPP Non-CHP
57313 | SolarCity Corporation | 58632 | Actus Lend Lease DMAFB | 1 | Solar Photovoltaic | 3 | 3 | IPP Non-CHP
57313 | SolarCity Corporation | 58633 | Monterey Regional Water Pollution Contro | 1 | Solar Photovoltaic | 1 | 1 | IPP Non-CHP
57313 | SolarCity Corporation | 58634 | Lancaster Baptist Church | 1 | Solar Photovoltaic | 1 | 1 | IPP Non-CHP
57313 | SolarCity Corporation | 58636 | Sacramento Fairbain Water Treatment Plan | 1 | Solar Photovoltaic | 1 | 1 | IPP Non-CHP
57313 | SolarCity Corporation | 58954 | Intel Folsom Phase 2 | PV | Solar Photovoltaic | 1 | 1 | IPP Non-CHP
57313 | SolarCity Corporation | 58961 | Oregon University System OIT Klamath Fal | PV | Solar Photovoltaic | 2 | 2 | IPP Non-CHP
57313 | SolarCity Corporation | 58963 | Las Virgenes Municipal Water District | PV | Solar Photovoltaic | 1 | 1 | IPP Non-CHP
57313 | SolarCity Corporation | 59094 | Division 1 | GEN 1 | Solar Photovoltaic | 1.5 | 1.5 | IPP Non-CHP
57313 | SolarCity Corporation | 59095 | Division 2 | GEN 1 | Solar Photovoltaic | 1 | 1 | IPP Non-CHP
57313 | SolarCity Corporation | 59096 | Division 3 | GEN1 | Solar Photovoltaic | 1 | 1 | IPP Non-CHP
57313 | SolarCity Corporation | 59098 | Kettering Solar 1 | PV1 | Solar Photovoltaic | 1 | 1 | IPP Non-CHP
57313 | SolarCity Corporation | 59099 | Kettering Solar 2 | PV1 | Solar Photovoltaic | 1 | 1 | IPP Non-CHP
57313 | SolarCity Corporation | 59788 | Advance Stores Company, Inc | PV1 | Solar Photovoltaic | 1 | 1 | IPP Non-CHP
57313 | SolarCity Corporation | 59790 | Oregon University System Rabbit Field | PV1 | Solar Photovoltaic | 1.2 | 1.2 | IPP Non-CHP
57314 | ADA Carbon Solutions (Red River), LLC | 57938 | ADA Carbon Solutions Red River | GEN1 | All Other | 20.8 | 20.5 | Industrial CHP
57315 | Western Sugar Cooperative | 57937 | Western Sugar Coop - Scottsbluff | SCBF | Conventional Steam Coal | 5 | 5 | Industrial Non-CHP
57315 | Western Sugar Cooperative | 57967 | Western Sugar Coop - Torrington | GEGEN | Conventional Steam Coal | 2 | 2 | Industrial CHP
57315 | Western Sugar Cooperative | 58081 | Western Sugar Coop- Ft Morgan | ATB-2 | Conventional Steam Coal | 3 | 3 | Industrial CHP
57316 | Miller Coors LLC | 57936 | Albany Brewery | GEN1 | Conventional Steam Coal | 6 | 2.5 | Industrial CHP
57317 | Wausau Paper Middletown | 57940 | Wausau Paper Middletown | G3 | Conventional Steam Coal | 7.5 | 1 | Industrial CHP
57318 | Constellation Solar Net Metering LLC | 57941 | Town of Uxbridge MA at Commerce Dr | PV1 | Solar Photovoltaic | 1.8 | 1.8 | IPP Non-CHP
57319 | Constellation Solar Massachusetts LLC | 57942 | Town of Norfolk MA at Medway Branch | PV1 | Solar Photovoltaic | 1.2 | 1.2 | IPP Non-CHP
57322 | Naval Facilities Engineering Command | 57944 | Goddard Steam Plant | 1 | Conventional Steam Coal | 6.2 | 5 | Commercial Non-CHP
57322 | Naval Facilities Engineering Command | 57944 | Goddard Steam Plant | 2 | Conventional Steam Coal | 6.2 | 5 | Commercial Non-CHP
57324 | Michigan Sugar Company | 57949 | MSC Sebewaing | 1 | Conventional Steam Coal | 1.5 |  | Industrial Non-CHP
57324 | Michigan Sugar Company | 57949 | MSC Sebewaing | 2 | Conventional Steam Coal | 1 |  | Industrial Non-CHP
57324 | Michigan Sugar Company | 57950 | MSC Croswell | 1 | Conventional Steam Coal | 1.3 |  | Industrial Non-CHP
57326 | NJ Oak Solar LLC | 57948 | NJ Oak Solar Plant | OAK | Solar Photovoltaic | 10 | 10 | IPP Non-CHP
57328 | Shore Point Solar LLC | 57951 | Shore Point Solar | 1 | Solar Photovoltaic | 1 | 1 | IPP Non-CHP
57332 | Roquette America | 57953 | Roquette America | GT | Natural Gas Fired Combined Cycle | 40 | 38 | Industrial CHP
57332 | Roquette America | 57953 | Roquette America | HRSG | Natural Gas Fired Combined Cycle | 10 | 10 | Industrial CHP
57332 | Roquette America | 57953 | Roquette America | ST | Petroleum Coke | 34.4 | 32 | Industrial CHP
57333 | Musselshell Wind Project LLC | 57963 | Musselshell Wind Project | MS01 | Onshore Wind Turbine | 10 | 2.3 | IPP Non-CHP
57337 | Aegis Renewables LLC | 57427 | Ryegrass Windfarm | 1 | Onshore Wind Turbine | 23 | 23 | IPP Non-CHP
57337 | Aegis Renewables LLC | 57428 | Hammett Hill Windfarm | 1 | Onshore Wind Turbine | 23 | 23 | IPP Non-CHP
57337 | Aegis Renewables LLC | 57429 | Mainline Windfarm | 1 | Onshore Wind Turbine | 23 | 23 | IPP Non-CHP
57337 | Aegis Renewables LLC | 57430 | Desert Meadow Windfarm | 1 | Onshore Wind Turbine | 23 | 23 | IPP Non-CHP
57337 | Aegis Renewables LLC | 57431 | Cold Springs Windfarm | 1 | Onshore Wind Turbine | 23 | 23 | IPP Non-CHP
57337 | Aegis Renewables LLC | 57444 | Two Ponds Windfarm | 1 | Onshore Wind Turbine | 23 | 23 | IPP Non-CHP
57338 | Musselshell Wind Project Two LLC | 57965 | Musselshell Wind Project Two LLC | MS02 | Onshore Wind Turbine | 10 | 2.3 | IPP Non-CHP
57340 | Cashton Greens Wind Farm LLC | 57968 | Cashton Greens Wind Farm | CGWF | Onshore Wind Turbine | 5 | 4.8 | IPP Non-CHP
57341 | Foster Wheeler Twin Cities | 57966 | Southeast Steam Plant | SSP | Natural Gas Steam Turbine | 13 | 0.1 | Commercial Non-CHP
57344 | Hampton Lumber Mills - Washington Inc | 57969 | Darrington | GEN1 | Wood/Wood Waste Biomass | 4.5 | 4.5 | Industrial CHP
57345 | Butte-Glenn Community College District | 57970 | Butte College Main Campus Solar | SOL1 | Solar Photovoltaic | 3.5 | 2.9 | Commercial Non-CHP
57353 | Plumas Sierra Rural Electric Coop | 57977 | High Sierra Cogeneration Plant | ENG1 | Natural Gas Internal Combustion Engine | 3 | 2.5 | Electric Utility
57353 | Plumas Sierra Rural Electric Coop | 57977 | High Sierra Cogeneration Plant | ENG2 | Natural Gas Internal Combustion Engine | 3 | 2.5 | Electric Utility
57354 | Gestamp Asetym Solar North America | 57982 | Meridian Vineyards | PV-1 | Solar Photovoltaic | 0.5 | 0.5 | IPP Non-CHP
57354 | Gestamp Asetym Solar North America | 57982 | Meridian Vineyards | PV-2 | Solar Photovoltaic | 0.6 | 0.6 | IPP Non-CHP
57354 | Gestamp Asetym Solar North America | 58073 | SEPV 1 | SEPV | Solar Photovoltaic | 2 | 2 | IPP Non-CHP
57354 | Gestamp Asetym Solar North America | 58074 | SEPV 2 | SEPV | Solar Photovoltaic | 2 | 2 | IPP Non-CHP
57354 | Gestamp Asetym Solar North America | 58118 | La Joya Del Sol | JDS1 | Solar Photovoltaic | 1.5 | 1.5 | IPP Non-CHP
57354 | Gestamp Asetym Solar North America | 58144 | SVEP Solar Project Company | SVEP1 | Solar Photovoltaic | 2 | 2 | IPP Non-CHP
57354 | Gestamp Asetym Solar North America | 58145 | Williamstown Solar | WTS_1 | Solar Photovoltaic | 2 | 2 | IPP Non-CHP
57355 | Stephens Ranch Wind Energy LLC | 57983 | Stephens Ranch Wind Energy LLC | 1 | Onshore Wind Turbine | 211 | 211 | IPP Non-CHP
57356 | Alabama River Cellulose LLC | 10216 | Alabama River Pulp | GEN1 | Wood/Wood Waste Biomass | 48 | 44.6 | Industrial CHP
57356 | Alabama River Cellulose LLC | 54429 | Alabama Pine Pulp | GEN2 | Wood/Wood Waste Biomass | 69 | 64.2 | Industrial CHP
57359 | Richland-Stryker Generation LLC | 2880 | Richland | 1 | Petroleum Liquids | 15 | 11 | IPP Non-CHP
57359 | Richland-Stryker Generation LLC | 2880 | Richland | 2 | Natural Gas Fired Combustion Turbine | 15 | 11 | IPP Non-CHP
57359 | Richland-Stryker Generation LLC | 2880 | Richland | 3 | Natural Gas Fired Combustion Turbine | 15 | 11 | IPP Non-CHP
57359 | Richland-Stryker Generation LLC | 2880 | Richland | 4 | Natural Gas Fired Combustion Turbine | 135 | 112 | IPP Non-CHP
57359 | Richland-Stryker Generation LLC | 2880 | Richland | 5 | Natural Gas Fired Combustion Turbine | 135 | 112 | IPP Non-CHP
57359 | Richland-Stryker Generation LLC | 2880 | Richland | 6 | Natural Gas Fired Combustion Turbine | 135 | 112 | IPP Non-CHP
57359 | Richland-Stryker Generation LLC | 2881 | Stryker | 1 | Petroleum Liquids | 19 | 17 | IPP Non-CHP
57360 | SunE EPE1 LLC | 57986 | SunE EPE1 LLC | 1 | Solar Photovoltaic | 10 | 11.3 | IPP Non-CHP
57361 | SunE EPE2 LLC | 57985 | SunE EPE2 LLC | 1 | Solar Photovoltaic | 12 | 13.6 | IPP Non-CHP
57362 | Energy 2001 Inc | 57988 | Lincoln Landfill | GEN 5 | Landfill Gas | 0.8 | 0.8 | IPP Non-CHP
57362 | Energy 2001 Inc | 57988 | Lincoln Landfill | GEN 6 | Landfill Gas | 0.8 | 0.8 | IPP Non-CHP
57362 | Energy 2001 Inc | 57988 | Lincoln Landfill | GEN1 | Landfill Gas | 0.8 | 0.8 | IPP Non-CHP
57362 | Energy 2001 Inc | 57988 | Lincoln Landfill | GEN2 | Landfill Gas | 0.8 | 0.8 | IPP Non-CHP
57362 | Energy 2001 Inc | 57988 | Lincoln Landfill | GEN3 | Landfill Gas | 0.8 | 0.8 | IPP Non-CHP
57362 | Energy 2001 Inc | 57988 | Lincoln Landfill | GEN4 | Landfill Gas | 0.8 | 0.8 | IPP Non-CHP
57363 | Canadian Hills Wind LLC | 57987 | Canadian Hills Wind | 1 | Onshore Wind Turbine | 298.5 | 298.5 | IPP Non-CHP
57365 | Consolidated Edison Solutions Inc | 57992 | Boston Scientific Solar | BSMA | Solar Photovoltaic | 1.1 | 1.1 | IPP Non-CHP
57365 | Consolidated Edison Solutions Inc | 58032 | Padelford Solar | PSMA | Solar Photovoltaic | 2.2 | 2.2 | IPP Non-CHP
57365 | Consolidated Edison Solutions Inc | 58174 | Wilson Solar | WSMA | Solar Photovoltaic | 2 | 2 | IPP Non-CHP
57365 | Consolidated Edison Solutions Inc | 58362 | Quittacas Pond Solar | QPMA | Solar Photovoltaic | 3.5 | 3.5 | IPP Non-CHP
57365 | Consolidated Edison Solutions Inc | 58514 | Desert Hot Springs Solar | DHCA | Solar Photovoltaic | 2.3 | 2.2 | IPP Non-CHP
57365 | Consolidated Edison Solutions Inc | 58749 | Tihonet Solar | TSMA | Solar Photovoltaic | 1 | 1 | IPP Non-CHP
57369 | Apple, Inc | 57994 | Apple Data Center PV | PV1 | Solar Photovoltaic | 21 | 20 | Commercial Non-CHP
57369 | Apple, Inc | 58264 | Apple Data Center - Fuel Cell 1&2 | FC1 | Landfill Gas | 5 | 4.8 | Commercial Non-CHP
57369 | Apple, Inc | 58264 | Apple Data Center - Fuel Cell 1&2 | FC2 | Landfill Gas | 5.5 | 5.2 | Commercial Non-CHP
57369 | Apple, Inc | 58466 | Mesa Solar Array | MSA1 | Solar Photovoltaic | 4 | 4 | IPP Non-CHP
57369 | Apple, Inc | 58701 | Apple Data Center - PV2 | PV2 | Solar Photovoltaic | 20 | 19.4 | Commercial Non-CHP
57370 | NaturEner Rim Rock Energy LLC | 57995 | NaturEner Rim Rock Energy | RR | Onshore Wind Turbine | 189 | 184.6 | IPP Non-CHP
57372 | Auwahi Wind Energy LLC | 57996 | Auwahi Wind Energy | AWEB | Batteries | 11 | 11 | IPP Non-CHP
57372 | Auwahi Wind Energy LLC | 57996 | Auwahi Wind Energy | AWET | Onshore Wind Turbine | 24 | 24 | IPP Non-CHP
57377 | PPG - O&M Panda Temple Power LLC | 58001 | Panda Temple Power Station | CTG-1 | Natural Gas Fired Combined Cycle | 232 | 211 | IPP Non-CHP
57377 | PPG - O&M Panda Temple Power LLC | 58001 | Panda Temple Power Station | CTG-2 | Natural Gas Fired Combined Cycle | 232 | 211 | IPP Non-CHP
57377 | PPG - O&M Panda Temple Power LLC | 58001 | Panda Temple Power Station | STG-1 | Natural Gas Fired Combined Cycle | 339.2 | 312 | IPP Non-CHP
57378 | Granite Reliable Power | 58004 | Granite Reliable Power | 1 | Onshore Wind Turbine | 99 | 99 | IPP Non-CHP
57379 | PPG - O&M Panda Sherman Power LLC | 58005 | Panda Sherman Power Station | CTG-1 | Natural Gas Fired Combined Cycle | 232 | 204 | IPP Non-CHP
57379 | PPG - O&M Panda Sherman Power LLC | 58005 | Panda Sherman Power Station | CTG-2 | Natural Gas Fired Combined Cycle | 232 | 204 | IPP Non-CHP
57379 | PPG - O&M Panda Sherman Power LLC | 58005 | Panda Sherman Power Station | STG-1 | Natural Gas Fired Combined Cycle | 339.2 | 309 | IPP Non-CHP
57383 | Wasatch View Solar LLC | 58006 | Salt Palace Solar Gen Plant | 1 | Solar Photovoltaic | 0.8 | 0.8 | IPP Non-CHP
57383 | Wasatch View Solar LLC | 58006 | Salt Palace Solar Gen Plant | 2 | Solar Photovoltaic | 0.5 | 0.5 | IPP Non-CHP
57384 | Brea Power II | 58007 | Brea Expansion Plant | G1 | Landfill Gas | 6.8 | 6.8 | IPP Non-CHP
57384 | Brea Power II | 58007 | Brea Expansion Plant | G2 | Landfill Gas | 6.8 | 6.8 | IPP Non-CHP
57384 | Brea Power II | 58007 | Brea Expansion Plant | G3 | Landfill Gas | 6.8 | 6.8 | IPP Non-CHP
57384 | Brea Power II | 58007 | Brea Expansion Plant | G4 | Landfill Gas | 6.8 | 6.8 | IPP Non-CHP
57384 | Brea Power II | 58007 | Brea Expansion Plant | G5 | Landfill Gas | 10 | 10 | IPP Non-CHP
57386 | SunE CPS3 LLC | 58009 | SunE CPS3 LLC | 1 | Solar Photovoltaic | 5.6 | 5.6 | IPP Non-CHP
57386 | SunE CPS3 LLC | 58009 | SunE CPS3 LLC | 2 | Solar Photovoltaic | 5 | 5 | IPP Non-CHP
57389 | IKEA Property Inc | 58011 | IKEA Savannah 490 | PV | Solar Photovoltaic | 1.2 | 1.2 | Commercial Non-CHP
57389 | IKEA Property Inc | 58012 | IKEA Tampa 042 | PV | Solar Photovoltaic | 1 | 1 | Commercial Non-CHP
57389 | IKEA Property Inc | 58013 | IKEA Round Rock 027 | PV | Solar Photovoltaic | 1.4 | 1.3 | Commercial Non-CHP
57389 | IKEA Property Inc | 58014 | IKEA Perryville 460 | PV | Solar Photovoltaic | 2.1 | 2 | Commercial Non-CHP
57389 | IKEA Property Inc | 58015 | IKEA College Park 411 | PV | Solar Photovoltaic | 1 | 1 | Commercial Non-CHP
57389 | IKEA Property Inc | 58016 | IKEA Westhampton 061 | PV | Solar Photovoltaic | 1.8 | 1.8 | Commercial Non-CHP
57389 | IKEA Property Inc | 58028 | IKEA Tejon 345 | PV | Solar Photovoltaic | 1.5 | 1.5 | Commercial Non-CHP
57390 | Siemens Government Technologies Inc | 58010 | WSMR I | WSMR1 | Solar Photovoltaic | 4.2 | 4.2 | IPP Non-CHP
57390 | Siemens Government Technologies Inc | 58010 | WSMR I | WSMR2 | Solar Photovoltaic | 0.4 | 0.4 | IPP Non-CHP
57391 | Copper Mountain Solar 2, LLC | 58017 | Copper Mountain Solar 2 | PV01 | Solar Photovoltaic | 30 | 30 | IPP Non-CHP
57391 | Copper Mountain Solar 2, LLC | 58017 | Copper Mountain Solar 2 | PV02 | Solar Photovoltaic | 30 | 30 | IPP Non-CHP
57391 | Copper Mountain Solar 2, LLC | 58017 | Copper Mountain Solar 2 | PV03 | Solar Photovoltaic | 34 | 34 | IPP Non-CHP
57393 | Duke Energy Commercial Asset Management | 2831 | Dicks Creek | 1 | Natural Gas Fired Combustion Turbine | 100 | 92 | Electric Utility
57393 | Duke Energy Commercial Asset Management | 2831 | Dicks Creek | 3 | Natural Gas Fired Combustion Turbine | 16.5 | 14.2 | Electric Utility
57393 | Duke Energy Commercial Asset Management | 2831 | Dicks Creek | 4 | Petroleum Liquids | 21.3 | 15 | Electric Utility
57393 | Duke Energy Commercial Asset Management | 2831 | Dicks Creek | 5 | Petroleum Liquids | 21.3 | 15 | Electric Utility
57393 | Duke Energy Commercial Asset Management | 55236 | Lee Energy Facility | CT1 | Natural Gas Fired Combustion Turbine | 101.8 | 71 | IPP Non-CHP
57393 | Duke Energy Commercial Asset Management | 55236 | Lee Energy Facility | CT2 | Natural Gas Fired Combustion Turbine | 101.8 | 71 | IPP Non-CHP
57393 | Duke Energy Commercial Asset Management | 55236 | Lee Energy Facility | CT3 | Natural Gas Fired Combustion Turbine | 101.8 | 71 | IPP Non-CHP
57393 | Duke Energy Commercial Asset Management | 55236 | Lee Energy Facility | CT4 | Natural Gas Fired Combustion Turbine | 101.8 | 71 | IPP Non-CHP
57393 | Duke Energy Commercial Asset Management | 55236 | Lee Energy Facility | CT5 | Natural Gas Fired Combustion Turbine | 101.8 | 71 | IPP Non-CHP
57393 | Duke Energy Commercial Asset Management | 55236 | Lee Energy Facility | CT6 | Natural Gas Fired Combustion Turbine | 101.8 | 71 | IPP Non-CHP
57393 | Duke Energy Commercial Asset Management | 55236 | Lee Energy Facility | CT7 | Natural Gas Fired Combustion Turbine | 101.8 | 71 | IPP Non-CHP
57393 | Duke Energy Commercial Asset Management | 55236 | Lee Energy Facility | CT8 | Natural Gas Fired Combustion Turbine | 101.8 | 71 | IPP Non-CHP
57393 | Duke Energy Commercial Asset Management | 55397 | Washington Energy Facility | CT1 | Natural Gas Fired Combined Cycle | 198.9 | 169 | IPP Non-CHP
57393 | Duke Energy Commercial Asset Management | 55397 | Washington Energy Facility | CT2 | Natural Gas Fired Combined Cycle | 198.9 | 169 | IPP Non-CHP
57393 | Duke Energy Commercial Asset Management | 55397 | Washington Energy Facility | ST1 | Natural Gas Fired Combined Cycle | 317.1 | 288 | IPP Non-CHP
57393 | Duke Energy Commercial Asset Management | 55516 | Fayette Energy Facility | CTG1 | Natural Gas Fired Combined Cycle | 163.5 | 170 | IPP Non-CHP
57393 | Duke Energy Commercial Asset Management | 55516 | Fayette Energy Facility | CTG2 | Natural Gas Fired Combined Cycle | 163.5 | 170 | IPP Non-CHP
57393 | Duke Energy Commercial Asset Management | 55516 | Fayette Energy Facility | STG1 | Natural Gas Fired Combined Cycle | 317.1 | 288 | IPP Non-CHP
57393 | Duke Energy Commercial Asset Management | 55736 | Hanging Rock Energy Facility | 1GT1 | Natural Gas Fired Combined Cycle | 163.5 | 169 | IPP Non-CHP
57393 | Duke Energy Commercial Asset Management | 55736 | Hanging Rock Energy Facility | 1GT2 | Natural Gas Fired Combined Cycle | 163.5 | 169 | IPP Non-CHP
57393 | Duke Energy Commercial Asset Management | 55736 | Hanging Rock Energy Facility | 1ST | Natural Gas Fired Combined Cycle | 317.1 | 288 | IPP Non-CHP
57393 | Duke Energy Commercial Asset Management | 55736 | Hanging Rock Energy Facility | 2GT1 | Natural Gas Fired Combined Cycle | 163.5 | 169 | IPP Non-CHP
57393 | Duke Energy Commercial Asset Management | 55736 | Hanging Rock Energy Facility | 2GT2 | Natural Gas Fired Combined Cycle | 163.5 | 169 | IPP Non-CHP
57393 | Duke Energy Commercial Asset Management | 55736 | Hanging Rock Energy Facility | 2ST | Natural Gas Fired Combined Cycle | 317.1 | 288 | IPP Non-CHP
57395 | Shooting Star Wind Project LLC | 58018 | Shooting Star Wind Project LLC | 1 | Onshore Wind Turbine | 104 | 104 | IPP Non-CHP
57396 | High Mesa Energy LLC | 58019 | High Mesa Energy LLC | 1 | Onshore Wind Turbine | 40 | 40 | IPP Non-CHP
57397 | Beebe Renewable Energy LLC | 58020 | Beebe Renewable Energy LLC | 1 | Onshore Wind Turbine | 81.6 | 81.6 | IPP Non-CHP
57398 | Whitetail Wind Energy LLC | 58021 | Whitetail Wind Energy LLC | 1 | Onshore Wind Turbine | 92 | 92 | IPP Non-CHP
57400 | Evergreen Community Power, LLC | 58023 | Evergreen Community Power | ECP | Wood/Wood Waste Biomass | 33 | 25 | Industrial CHP
57401 | Mt Wachusett Community College | 58025 | Mt Wachusett Community College | WTG1 | Onshore Wind Turbine | 1.7 | 1.7 | Commercial Non-CHP
57401 | Mt Wachusett Community College | 58025 | Mt Wachusett Community College | WTG2 | Onshore Wind Turbine | 1.7 | 1.7 | Commercial Non-CHP
57402 | Spruce Mountain Wind LLC | 58026 | Spruce Mountain WInd | 1 | Onshore Wind Turbine | 20 | 20 | IPP Non-CHP
57403 | SunE CPS2 LLC | 58027 | SunE CPS2 LLC | 1 | Solar Photovoltaic | 10 | 9.9 | IPP Non-CHP
57405 | NLH1 Solar LLC | 58034 | Nickel 1 Solar Facility | 1 | Solar Photovoltaic | 1.5 | 1.5 | IPP Non-CHP
57407 | Riverside Renewable Energy | 58036 | Riverside Renewable Energy LLC | 1 | Solar Photovoltaic | 7.5 | 7.5 | IPP Non-CHP
57408 | Constellation Solar Arizona LLC | 58037 | Buckeye Union HS District 201 | PV1 | Solar Photovoltaic | 3.3 | 3.3 | IPP Non-CHP
57409 | Buffalo Center Wind LLC | 58038 | Buffalo Center Wind LLC | BCW | Onshore Wind Turbine | 1.5 | 1.5 | IPP Non-CHP
57410 | RET Modesto Solar LLC | 58039 | RET Modesto Solar | 1 | Solar Photovoltaic | 25 | 25 | IPP Non-CHP
57411 | KDC Solar O&M LLC | 58040 | United Stationers Supply Solar Electric | SEF-A | Solar Photovoltaic | 2 | 2 | Commercial Non-CHP
57411 | KDC Solar O&M LLC | 58040 | United Stationers Supply Solar Electric | SEF-B | Solar Photovoltaic | 0.8 | 0.8 | Commercial Non-CHP
57411 | KDC Solar O&M LLC | 58090 | Middlesex Apple Orchard Solar | SEF-1 | Solar Photovoltaic | 1.3 | 1.3 | Commercial Non-CHP
57411 | KDC Solar O&M LLC | 58090 | Middlesex Apple Orchard Solar | SEF-2 | Solar Photovoltaic | 3.4 | 3.4 | Commercial Non-CHP
57411 | KDC Solar O&M LLC | 58356 | The Lawrenceville School Solar Facility | TLS | Solar Photovoltaic | 5.2 | 5.2 | IPP Non-CHP
57411 | KDC Solar O&M LLC | 58357 | White Rose Foods Solar Facility | WR | Solar Photovoltaic | 4.2 | 4.2 | Commercial Non-CHP
57411 | KDC Solar O&M LLC | 58358 | North Jersey Media Group Solar Facility | NJMG | Solar Photovoltaic | 4.1 | 4.1 | Commercial Non-CHP
57411 | KDC Solar O&M LLC | 58359 | Gerresheimer Glass Solar Facility | GG | Solar Photovoltaic | 2.3 | 2.3 | Commercial Non-CHP
57411 | KDC Solar O&M LLC | 58360 | Atlantic Coast Freezers Solar Facility | ACF | Solar Photovoltaic | 2.2 | 2.2 | Commercial Non-CHP
57411 | KDC Solar O&M LLC | 58361 | Williams-Sonoma Solar Facility | WS | Solar Photovoltaic | 3 | 3.6 | Commercial Non-CHP
57411 | KDC Solar O&M LLC | 59630 | CentraState Medical Center PV Facility | CS | Solar Photovoltaic | 6.3 | 6.3 | Commercial Non-CHP
57411 | KDC Solar O&M LLC | 59631 | Imclone Solar Electric Facility | IM | Solar Photovoltaic | 10 | 10 | Commercial Non-CHP
57412 | Chisholm View Wind Project | 58041 | Chisholm View Wind Project | 1 | Onshore Wind Turbine | 235.2 | 235.2 | IPP Non-CHP
57413 | Black Mountain Solar LLC | 58042 | Black Mountain Solar LLC | 1 | Solar Photovoltaic | 9 | 9 | IPP Non-CHP
57414 | Eli Lilly and Company | 58043 | Lilly Technical Center | 1 | Petroleum Liquids | 1 | 1 | Industrial Non-CHP
57414 | Eli Lilly and Company | 58043 | Lilly Technical Center | 2 | Petroleum Liquids | 1 | 1 | Industrial Non-CHP
57414 | Eli Lilly and Company | 58043 | Lilly Technical Center | 3 | Petroleum Liquids | 2 | 2 | Industrial Non-CHP
57414 | Eli Lilly and Company | 58043 | Lilly Technical Center | 4 | Petroleum Liquids | 2 | 2 | Industrial Non-CHP
57416 | Anchor Wind LLC | 58044 | Pioneer Grove Wind Farm | GEN1 | Onshore Wind Turbine | 6 | 4.5 | IPP Non-CHP
57417 | Zephyr Wind LLC | 58045 | Community Wind South | GEN1 | Onshore Wind Turbine | 30 | 30 | IPP Non-CHP
57419 | SunE CPS1 LLC | 58068 | SunE CPS1 LLC | 1 | Solar Photovoltaic | 10 | 9.9 | IPP Non-CHP
57420 | Jordache Enterprises | 58049 | Jordache Enterprises Solar | PV | Solar Photovoltaic | 1 | 1.3 | Commercial Non-CHP
57421 | BayWa r.e Wind LLC | 58048 | BayWa r.e Mozart LLC | 1 | Onshore Wind Turbine | 30 | 30 | IPP Non-CHP
57421 | BayWa r.e Wind LLC | 58233 | Wagner Wind LLC | GEN1 | Onshore Wind Turbine | 6 | 6 | IPP Non-CHP
57421 | BayWa r.e Wind LLC | 58464 | Broadview Energy Prime LLC | 0001 | Onshore Wind Turbine | 9.9 | 9.9 | IPP Non-CHP
57421 | BayWa r.e Wind LLC | 58465 | Broadview Energy Prime 2 LLC | 0002 | Onshore Wind Turbine | 9.9 | 9.9 | IPP Non-CHP
57421 | BayWa r.e Wind LLC | 58939 | Anderson Wind I | AND1 | Onshore Wind Turbine | 5 | 5 | IPP Non-CHP
57421 | BayWa r.e Wind LLC | 58940 | Anderson Wind II | AND2 | Onshore Wind Turbine | 10 | 10 | IPP Non-CHP
57422 | PPG Ind Fiber Glass Prdcts Inc | 58046 | Works 53 | 1 | Petroleum Liquids | 1 | 1 | Industrial Non-CHP
57422 | PPG Ind Fiber Glass Prdcts Inc | 58046 | Works 53 | 2 | Petroleum Liquids | 1.2 | 1.2 | Industrial Non-CHP
57422 | PPG Ind Fiber Glass Prdcts Inc | 58046 | Works 53 | 3 | Petroleum Liquids | 0.8 | 0.8 | Industrial Non-CHP
57423 | PPG Monroeville Chemicals Center | 58047 | PPG Monroeville Chemicals Center | 2 | Petroleum Liquids | 0.3 | 0.3 | Commercial Non-CHP
57423 | PPG Monroeville Chemicals Center | 58047 | PPG Monroeville Chemicals Center | 3 | Petroleum Liquids | 0.8 | 0.8 | Commercial Non-CHP
57425 | PPG Industries, Inc. Works 6 | 58051 | PPG Industries, Inc. Works 6 | L1 | Petroleum Liquids | 2 | 2 | Industrial Non-CHP
57425 | PPG Industries, Inc. Works 6 | 58051 | PPG Industries, Inc. Works 6 | L2AE | Petroleum Liquids | 1.5 | 1.5 | Industrial Non-CHP
57425 | PPG Industries, Inc. Works 6 | 58051 | PPG Industries, Inc. Works 6 | L2BW | Petroleum Liquids | 1.5 | 1.5 | Industrial Non-CHP
57427 | RockTenn-Battle Creek Mill | 58052 | Battle Creek Mill | 1TG | Natural Gas Steam Turbine | 2 | 0.8 | Industrial CHP
57427 | RockTenn-Battle Creek Mill | 58052 | Battle Creek Mill | 2TG | Natural Gas Steam Turbine | 2 | 0.8 | Industrial CHP
57429 | PPG Industries, Inc. Works 15 | 58053 | PPG Industries, Inc. Works 15 | IG#2 | Petroleum Liquids | 0.9 | 0.7 | Industrial Non-CHP
57429 | PPG Industries, Inc. Works 15 | 58053 | PPG Industries, Inc. Works 15 | OG#1 | Petroleum Liquids | 1.3 | 1 | Industrial Non-CHP
57429 | PPG Industries, Inc. Works 15 | 58053 | PPG Industries, Inc. Works 15 | OG#3 | Petroleum Liquids | 1.1 | 0.9 | Industrial Non-CHP
57430 | Berlin Station, LLC | 58054 | Burgess BioPower | ST01 | Wood/Wood Waste Biomass | 75 | 67.5 | IPP Non-CHP
57431 | ReEnergy Biomass LLC | 54526 | ReEnergy Biomass LLC | STG | Wood/Wood Waste Biomass | 21.1 | 19 | IPP CHP
57432 | ReEnergy Livermore Falls | 10354 | ReEnergy Livermore Falls | GEN1 | Wood/Wood Waste Biomass | 39.6 | 36 | IPP Non-CHP
57433 | ReEnergy Chateaugay LLC | 50277 | ReEnergy Chateaugay Power Station | GEN1 | Wood/Wood Waste Biomass | 19.7 | 18 | IPP Non-CHP
57434 | T&M Limited Partnership | 58055 | Windy Ridge Generating Facility | 1 | Other Waste Biomass | 0.7 | 0.6 | Industrial Non-CHP
57434 | T&M Limited Partnership | 58055 | Windy Ridge Generating Facility | 2 | Other Waste Biomass | 0.7 | 0.6 | Industrial Non-CHP
57435 | MillerCoors Irwindale Brewery | 58056 | MillerCoors Irwindale Brewery | JEN1 | Other Waste Biomass | 0.5 | 0.6 | Industrial Non-CHP
57435 | MillerCoors Irwindale Brewery | 58056 | MillerCoors Irwindale Brewery | JEN2 | Other Waste Biomass | 0.5 | 0.6 | Industrial Non-CHP
57435 | MillerCoors Irwindale Brewery | 58056 | MillerCoors Irwindale Brewery | T100 | Natural Gas Fired Combustion Turbine | 5.2 | 4.1 | Industrial Non-CHP
57435 | MillerCoors Irwindale Brewery | 58056 | MillerCoors Irwindale Brewery | T200 | Natural Gas Fired Combustion Turbine | 5.2 | 4.1 | Industrial Non-CHP
57436 | MillerCoors Shenandoah Brewery | 58057 | MillerCoors Shenandoah Brewery | WWTP | Other Waste Biomass | 1.4 | 1.4 | Industrial Non-CHP
57438 | Paramount Petroleum Corporation | 58058 | Paramount Refinery | 1 | Natural Gas Fired Combustion Turbine | 6.7 | 6.5 | Industrial CHP
57439 | Imperial Valley Solar Company 1 LLC | 58062 | Imperial Valley Solar Company 1 LLC | 0001 | Solar Photovoltaic | 23 | 23 | IPP Non-CHP
57440 | SABIC IP Mt. Vernon, LLC | 58063 | SABIC Innovative Plastics Mt. Vernon | 1 | Conventional Steam Coal | 5.5 | 3 | Industrial Non-CHP
57441 | MARTA | 58064 | Laredo Bus Facility Solar Canopies | LBFS | Solar Photovoltaic | 1 | 1 | Commercial Non-CHP
57442 | PCA, Filer City Mill | 58066 | PCA, Filer City Mill | TG2 | Natural Gas Steam Turbine | 8 | 2 | Industrial Non-CHP
57442 | PCA, Filer City Mill | 58066 | PCA, Filer City Mill | TG3 | Natural Gas Steam Turbine | 11.5 | 4 | Industrial Non-CHP
57443 | MWRA Charlestown | 58065 | Charlestown Wind Turbine | CWT1 | Onshore Wind Turbine | 1.5 | 1.5 | IPP Non-CHP
57444 | 5045 Wind Partners LLC | 58071 | Windwalkers LLC | 1 | Onshore Wind Turbine | 1.6 | 1.6 | IPP Non-CHP
57444 | 5045 Wind Partners LLC | 58089 | Roeder Family Wind Farm LLC | 1 | Onshore Wind Turbine | 1.6 | 1.6 | IPP Non-CHP
57445 | Pasadena Refining System Inc | 58069 | PRSI FCC Generator | 55M1 | Petroleum Coke | 4.7 | 3 | Industrial CHP
57446 | FRIT Solar Inc | 58070 | Mercer Mall | 1 | Solar Photovoltaic | 1.1 | 1.1 | IPP Non-CHP
57448 | Frontier El Dorado Refinery LLC | 58075 | El Dorado Refinery | L3804 | Natural Gas Fired Combustion Turbine | 38.9 | 32 | Industrial CHP
57449 | Borrego Solar Systems Inc | 58076 | Edwards Air Force Base | 1 | Solar Photovoltaic | 1 | 1 | IPP Non-CHP
57449 | Borrego Solar Systems Inc | 58076 | Edwards Air Force Base | 2 | Solar Photovoltaic | 1 | 1 | IPP Non-CHP
57449 | Borrego Solar Systems Inc | 58076 | Edwards Air Force Base | 3 | Solar Photovoltaic | 1 | 1 | IPP Non-CHP
57449 | Borrego Solar Systems Inc | 58270 | Acushnet AD Makepeace | 1 | Solar Photovoltaic | 4.7 | 4.7 | IPP Non-CHP
57449 | Borrego Solar Systems Inc | 58271 | Acushnet Hawes Reed Road | 1 | Solar Photovoltaic | 1 | 1 | IPP Non-CHP
57449 | Borrego Solar Systems Inc | 58272 | Easthampton Landfill-City of Easthampton | 1 | Solar Photovoltaic | 1.9 | 1.9 | IPP Non-CHP
57449 | Borrego Solar Systems Inc | 58522 | Madera Community Hospital | 1 | Solar Photovoltaic | 1 | 1 | IPP Non-CHP
57449 | Borrego Solar Systems Inc | 59121 | Acushnet-Braley Road 1 | 57449 | Solar Photovoltaic | 1.9 | 1.9 | IPP Non-CHP
57449 | Borrego Solar Systems Inc | 59128 | Acushnet- High Hill | 57449 | Solar Photovoltaic | 3.2 | 3.2 | IPP Non-CHP
57449 | Borrego Solar Systems Inc | 59129 | CSD 2- Freedom High | 57449 | Solar Photovoltaic | 1.1 | 1.1 | IPP Non-CHP
57449 | Borrego Solar Systems Inc | 59130 | CSD 2 - Heritage High | 57449 | Solar Photovoltaic | 1.3 | 1.3 | IPP Non-CHP
57449 | Borrego Solar Systems Inc | 59131 | Dartmouth Landfill | 57449 | Solar Photovoltaic | 1.3 | 1.3 | IPP Non-CHP
57449 | Borrego Solar Systems Inc | 59132 | EAFB - North Base | 57449 | Solar Photovoltaic | 1.1 | 1.1 | IPP Non-CHP
57449 | Borrego Solar Systems Inc | 59133 | EAFB - South Base | 57449 | Solar Photovoltaic | 1.1 | 1.1 | IPP Non-CHP
57449 | Borrego Solar Systems Inc | 59134 | Easton Landfill | 57449 | Solar Photovoltaic | 1.9 | 1.9 | IPP Non-CHP
57449 | Borrego Solar Systems Inc | 59135 | Ludlow Landfill | 57449 | Solar Photovoltaic | 2.6 | 2.6 | IPP Non-CHP
57449 | Borrego Solar Systems Inc | 59136 | Methuen Landfill | 57449 | Solar Photovoltaic | 1.3 | 1.3 | IPP Non-CHP
57449 | Borrego Solar Systems Inc | 59137 | Plymouth Site 1 | 57449 | Solar Photovoltaic | 5.6 | 5.6 | IPP Non-CHP
57449 | Borrego Solar Systems Inc | 59138 | SDCCD - Miramar | 57449 | Solar Photovoltaic | 1.1 | 1.1 | IPP Non-CHP
57449 | Borrego Solar Systems Inc | 59139 | SDCWA - Twin Oaks | 57449 | Solar Photovoltaic | 1.1 | 1.1 | IPP Non-CHP
57450 | Martin Midstream Partnership,LP | 58077 | Cross Oil Refining & Marketing, Inc | CROSS | Natural Gas Fired Combustion Turbine | 3.5 | 3.5 | Industrial CHP
57451 | Rocky Ridge Wind Project LLC | 58078 | Rocky Ridge Wind Project | GE 1. | Onshore Wind Turbine | 148.8 | 148.8 | IPP Non-CHP
57460 | NextEra Wolf Ridge LLC | 58080 | Wolf Ridge Wind | 1 | Onshore Wind Turbine | 112.5 | 112.5 | IPP Non-CHP
57463 | Kimberly-Clark Worldwide Inc | 58083 | Fullerton Mill CHP | GTG1 | Natural Gas Fired Combined Cycle | 19 | 12 | Industrial CHP
57463 | Kimberly-Clark Worldwide Inc | 58083 | Fullerton Mill CHP | STG1 | Natural Gas Fired Combined Cycle | 2 | 1 | Industrial CHP
57464 | Kimberly-Clark Corporation | 58084 | Kimberly Clark-Unit 1,2,3 | GT100 | Natural Gas Fired Combined Cycle | 16.1 | 14.5 | Industrial CHP
57464 | Kimberly-Clark Corporation | 58084 | Kimberly Clark-Unit 1,2,3 | GT200 | Natural Gas Fired Combustion Turbine | 16.1 | 14.5 | Industrial CHP
57464 | Kimberly-Clark Corporation | 58084 | Kimberly Clark-Unit 1,2,3 | GT300 | Natural Gas Fired Combined Cycle | 4.1 | 4.1 | Industrial CHP
57465 | Keystone Solar, LLC | 58091 | Keystone Solar | KSTN | Solar Photovoltaic | 5 | 5 | IPP Non-CHP
57468 | PRC-Desoto Intl Corp./PPG | 58085 | PRC-Desoto Intl/PPG Aerospace | CATR1 | Petroleum Liquids | 0.5 | 0.5 | Industrial Non-CHP
57468 | PRC-Desoto Intl Corp./PPG | 58085 | PRC-Desoto Intl/PPG Aerospace | CATR2 | Petroleum Liquids | 1 | 1 | Industrial Non-CHP
57469 | Stony Creek Wind Farm NY | 58088 | Stony Creek Wind Farm NY | 1 | Onshore Wind Turbine | 94.4 | 94.4 | IPP Non-CHP
57474 | Bed Bath & Beyond | 58093 | BBB Corporate Headquarters | HQNJ | Solar Photovoltaic | 1 | 1 | IPP Non-CHP
57474 | Bed Bath & Beyond | 58094 | Christmas Tree Shops DC Burlington NJ | FINJ | Solar Photovoltaic | 2.1 | 2.1 | IPP Non-CHP
57474 | Bed Bath & Beyond | 58095 | Harmon DC Totowa NJ | TONJ | Solar Photovoltaic | 1.5 | 1.5 | IPP Non-CHP
57474 | Bed Bath & Beyond | 58096 | Bed Bath & Beyond DC Port Reading NJ | PTNJ | Solar Photovoltaic | 1.8 | 1.8 | Commercial Non-CHP
57476 | Foundation CA Fund VI Manager LLC | 58101 | Foundation Cemex River Plant | WTG1 | Onshore Wind Turbine | 1.6 | 1.6 | IPP Non-CHP
57476 | Foundation CA Fund VI Manager LLC | 58101 | Foundation Cemex River Plant | WTG2 | Onshore Wind Turbine | 1.6 | 1.6 | IPP Non-CHP
57476 | Foundation CA Fund VI Manager LLC | 58102 | Foundation Cemex BMQ | WTG1 | Onshore Wind Turbine | 1.5 | 1.5 | IPP Non-CHP
57476 | Foundation CA Fund VI Manager LLC | 58102 | Foundation Cemex BMQ | WTG2 | Onshore Wind Turbine | 1.5 | 1.5 | IPP Non-CHP
57476 | Foundation CA Fund VI Manager LLC | 58104 | Foundation Superior Farms | WTG1 | Onshore Wind Turbine | 1 | 1 | Industrial Non-CHP
57476 | Foundation CA Fund VI Manager LLC | 58105 | Foundation Wal-Mart Red Bluff | WTG1 | Onshore Wind Turbine | 1 | 1 | Commercial Non-CHP
57477 | Kern Oil & Refining Co | 58100 | Kern Oil & Refining Co | 5900 | Natural Gas Fired Combustion Turbine | 4.5 | 3.8 | Industrial Non-CHP
57480 | Heritage Garden Wind Farm I LLC | 58103 | Heritage Garden Wind Farm I LLC | 1 | Onshore Wind Turbine | 28 | 28 | IPP Non-CHP
57480 | Heritage Garden Wind Farm I LLC | 58891 | Big Turtle Wind Farm, LLC | BTWF1 | Onshore Wind Turbine | 20 | 20 | IPP Non-CHP
57481 | Red River Mill Intl Paper Company | 58108 | International Paper Red River Mill | 3 T-G | Wood/Wood Waste Biomass | 78.8 | 55 | Industrial CHP
57484 | Foundation CA Fund V Manager, LLC | 58112 | Foundation Cemex Madison | WTG1 | Onshore Wind Turbine | 1 | 1 | IPP Non-CHP
57484 | Foundation CA Fund V Manager, LLC | 58113 | Foundation RRM | WTG1 | Onshore Wind Turbine | 1 | 1 | IPP Non-CHP
57484 | Foundation CA Fund V Manager, LLC | 58113 | Foundation RRM | WTG2 | Onshore Wind Turbine | 1 | 1 | IPP Non-CHP
57484 | Foundation CA Fund V Manager, LLC | 58114 | Foundation NWNA | WTG1 | Onshore Wind Turbine | 1.6 | 1.6 | IPP Non-CHP
57484 | Foundation CA Fund V Manager, LLC | 58114 | Foundation NWNA | WTG2 | Onshore Wind Turbine | 1.6 | 1.6 | IPP Non-CHP
57485 | Diamond State Generation Partners, LLC | 58110 | Brookside Newark | BRK | Other Natural Gas | 3.1 | 3 | IPP Non-CHP
57485 | Diamond State Generation Partners, LLC | 58433 | Red Lion Energy Center | RED1 | Other Natural Gas | 5.8 | 5.8 | IPP Non-CHP
57485 | Diamond State Generation Partners, LLC | 58433 | Red Lion Energy Center | RED2 | Other Natural Gas | 6.4 | 6.4 | IPP Non-CHP
57485 | Diamond State Generation Partners, LLC | 58433 | Red Lion Energy Center | RED3 | Other Natural Gas | 3.7 | 3.7 | IPP Non-CHP
57485 | Diamond State Generation Partners, LLC | 58433 | Red Lion Energy Center | RED4 | Other Natural Gas | 3.7 | 3.7 | IPP Non-CHP
57485 | Diamond State Generation Partners, LLC | 58433 | Red Lion Energy Center | RED5 | Other Natural Gas | 3.7 | 3.7 | IPP Non-CHP
57485 | Diamond State Generation Partners, LLC | 58433 | Red Lion Energy Center | RED6 | Other Natural Gas | 3.7 | 3.7 | IPP Non-CHP
57492 | Georgia-Pacific Toledo LLC | 58109 | Georgia-Pacific Toledo Mill | TG1 | Wood/Wood Waste Biomass | 18.5 | 18.4 | Industrial CHP
57492 | Georgia-Pacific Toledo LLC | 58109 | Georgia-Pacific Toledo Mill | TG2 | Wood/Wood Waste Biomass | 18.8 | 13.4 | Industrial CHP
57493 | MidAmerican Renewables LLC | 57834 | Pinyon Pine I | AW07 | Onshore Wind Turbine | 168 | 168 | IPP Non-CHP
57493 | MidAmerican Renewables LLC | 57837 | Pinyon Pine II | AW09 | Onshore Wind Turbine | 132 | 132 | IPP Non-CHP
57493 | MidAmerican Renewables LLC | 58111 | Bishop Hill II Wind Farm | 1 | Onshore Wind Turbine | 81 | 81 | IPP Non-CHP
57494 | TDX North Slope Generating Inc. | 58117 | TNSG South Plant | 1A | Natural Gas Internal Combustion Engine | 1.4 | 0.8 | Electric Utility
57494 | TDX North Slope Generating Inc. | 58117 | TNSG South Plant | 2 | Natural Gas Internal Combustion Engine | 0.8 | 0.6 | Electric Utility
57494 | TDX North Slope Generating Inc. | 58117 | TNSG South Plant | 3 | Natural Gas Internal Combustion Engine | 0.8 | 0.6 | Electric Utility
57494 | TDX North Slope Generating Inc. | 58117 | TNSG South Plant | 4A | Natural Gas Internal Combustion Engine | 1.4 | 0.8 | Electric Utility
57494 | TDX North Slope Generating Inc. | 58117 | TNSG South Plant | 6 | Natural Gas Internal Combustion Engine | 3.4 | 2 | Electric Utility
57494 | TDX North Slope Generating Inc. | 58278 | TNSG North Plant | 13 | Petroleum Liquids | 0.3 | 0.3 | Electric Utility
57494 | TDX North Slope Generating Inc. | 58278 | TNSG North Plant | CT1 | Natural Gas Fired Combustion Turbine | 5.2 | 4.5 | Electric Utility
57494 | TDX North Slope Generating Inc. | 58278 | TNSG North Plant | CT2 | Natural Gas Fired Combustion Turbine | 5.2 | 4.5 | Electric Utility
57494 | TDX North Slope Generating Inc. | 58278 | TNSG North Plant | CT3 | Natural Gas Fired Combustion Turbine | 7.5 | 4.5 | Electric Utility
57494 | TDX North Slope Generating Inc. | 58278 | TNSG North Plant | CT4 | Natural Gas Fired Combustion Turbine | 7.5 | 4.5 | Electric Utility
57495 | Cellu Tissue LLC | 58116 | Cellu Tissue | GEN1 | Natural Gas Internal Combustion Engine | 3 | 3 | Industrial Non-CHP
57497 | Golden State Energy LLC | 58119 | Depot Park Solar System | DPSS | Solar Photovoltaic | 3 | 3 | IPP Non-CHP
57499 | NRG Energy Services | 57073 | Ivanpah 2 | ST1 | Solar Thermal without Energy Storage | 133.4 | 133.4 | IPP Non-CHP
57499 | NRG Energy Services | 57074 | Ivanpah 1 | ST1 | Solar Thermal without Energy Storage | 133 | 133 | IPP Non-CHP
57499 | NRG Energy Services | 57075 | Ivanpah 3 | ST1 | Solar Thermal without Energy Storage | 133.4 | 133.4 | IPP Non-CHP
57503 | Limon | 58126 | Limon Wind I | 1 | Onshore Wind Turbine | 200 | 200 | IPP Non-CHP
57503 | Limon | 58127 | Limon Wind II | 1 | Onshore Wind Turbine | 200 | 200 | IPP Non-CHP
57503 | Limon | 59083 | Limon III Wind LLC | WT1 | Onshore Wind Turbine | 200.6 | 200.6 | IPP Non-CHP
58081 | Blue Mountain Biogas LLC | 58130 | Blue Mountain Biogas | BMB N | Other Waste Biomass | 1.6 | 1.5 | IPP Non-CHP
58081 | Blue Mountain Biogas LLC | 58130 | Blue Mountain Biogas | BMB S | Other Waste Biomass | 1.6 | 1.5 | IPP Non-CHP
58082 | Fair Oaks Dairy Farm LLC | 58129 | Fair Oaks Generating Facility | GEN1 | Other Waste Biomass | 1.1 | 0.8 | Industrial CHP
58083 | Outback Solar, LLC | 58131 | Outback Solar At Christmas Valley | PV1 | Solar Photovoltaic | 4.4 | 4.4 | IPP Non-CHP
58084 | Oberlin Spear Point Solar One, LLC | 58134 | Oberlin Spear Point Solar One | OSSO | Solar Photovoltaic | 2 | 2 | Commercial Non-CHP
58088 | Washington White Post Solar LLC | 58135 | Washington White Post Solar LLC | 1 | Solar Photovoltaic | 12.4 | 12.4 | IPP Non-CHP
58089 | Adkins Energy LLC | 58136 | Adkins Energy LLC | S5MW | Natural Gas Fired Combustion Turbine | 5 | 5 | Industrial CHP
58090 | NextEra Energy Resources Ensign Wind | 58137 | Ensign Wind LLC | 1 | Onshore Wind Turbine | 98.9 | 98.9 | IPP Non-CHP
58093 | Otter Creek Ethanol LLC - Poet Ashton | 58138 | Otter Creek Ethanol Poet - Ashton | 1 | Natural Gas Fired Combustion Turbine | 7.5 | 5.5 | Industrial CHP
58097 | Kent State University | 58140 | Summit Street Power Plant | GT-1 | Natural Gas Fired Combustion Turbine | 5.7 | 4.9 | Commercial CHP
58097 | Kent State University | 58140 | Summit Street Power Plant | GT-2 | Natural Gas Fired Combustion Turbine | 7.5 | 6.9 | Commercial CHP
58098 | New Energy One LLC | 58142 | Rock Creek Dairy | CHP1 | Other Waste Biomass | 1.6 | 1.6 | IPP Non-CHP
58098 | New Energy One LLC | 58142 | Rock Creek Dairy | CHP2 | Other Waste Biomass | 1.6 | 1.6 | IPP Non-CHP
58099 | Emcor Energy Services | 58180 | UNH 7.9 MW Plant | 1 | Landfill Gas | 7.9 | 7 | Commercial CHP
58100 | Middle Tennessee State University | 58179 | MTSU Power Co-Gen Plant | GT-01 | Natural Gas Fired Combustion Turbine | 5 | 5 | Commercial CHP
58100 | Middle Tennessee State University | 58179 | MTSU Power Co-Gen Plant | SG-01 | Petroleum Liquids | 2 | 2 | Commercial CHP
58100 | Middle Tennessee State University | 58179 | MTSU Power Co-Gen Plant | SG-02 | Petroleum Liquids | 2 | 2 | Commercial CHP
58100 | Middle Tennessee State University | 58179 | MTSU Power Co-Gen Plant | SG-03 | Petroleum Liquids | 2 | 2 | Commercial CHP
58100 | Middle Tennessee State University | 58179 | MTSU Power Co-Gen Plant | SG-04 | Petroleum Liquids | 2 | 2 | Commercial CHP
58100 | Middle Tennessee State University | 58179 | MTSU Power Co-Gen Plant | SG-05 | Petroleum Liquids | 2 | 2 | Commercial CHP
58101 | Solar Star California II LLC | 57933 | Solar Star California II LLC | 1 | Solar Photovoltaic | 2 | 2 | IPP Non-CHP
58103 | Twin Rivers Paper Co LLC | 58146 | Twin Rivers Paper Co LLC | GEN5 | All Other | 22 | 22 | Industrial CHP
58104 | California State University at Fullerton | 58169 | CSUF Trigeneration | 1 | Natural Gas Fired Combustion Turbine | 4.6 | 4.3 | Commercial CHP
58104 | California State University at Fullerton | 58169 | CSUF Trigeneration | CPAC | Solar Photovoltaic | 0.3 | 0.3 | Commercial CHP
58104 | California State University at Fullerton | 58169 | CSUF Trigeneration | KHS | Solar Photovoltaic | 0.3 | 0.3 | Commercial CHP
58104 | California State University at Fullerton | 58169 | CSUF Trigeneration | PS4 | Solar Photovoltaic | 0.3 | 0.3 | Commercial CHP
58105 | University of Redlands | 58168 | Energy Center | EC01 | Natural Gas Internal Combustion Engine | 1.5 | 1.5 | Commercial CHP
58106 | Western Michigan University | 58161 | Western Michigan University Power Plant | EG-1 | Natural Gas Internal Combustion Engine | 0.8 | 0.8 | Commercial CHP
58106 | Western Michigan University | 58161 | Western Michigan University Power Plant | GTG-7 | Natural Gas Fired Combined Cycle | 5 | 4.2 | Commercial CHP
58106 | Western Michigan University | 58161 | Western Michigan University Power Plant | GTG-8 | Natural Gas Fired Combined Cycle | 5 | 4.2 | Commercial CHP
58106 | Western Michigan University | 58161 | Western Michigan University Power Plant | STG-1 | All Other | 0.9 | 0.9 | Commercial CHP
58107 | University of Rochester | 58157 | University of Rochester | HP | Natural Gas Steam Turbine | 18.2 | 17 | Commercial CHP
58107 | University of Rochester | 58157 | University of Rochester | LP | Natural Gas Steam Turbine | 7.2 | 7.2 | Commercial CHP
58108 | SunE AZ1, LLC | 58147 | Prescott Solar Plant | PV1 | Solar Photovoltaic | 10.8 | 10.8 | IPP Non-CHP
58109 | President & Trustees of Williams College | 58160 | Williams College - Campus CHP | GEN2 | Natural Gas Steam Turbine | 3 | 3 | Commercial CHP
58110 | SUNY Old Westbury College | 58156 | SUNY Old Westbury College | GE | Natural Gas Internal Combustion Engine | 1.8 | 1.8 | Commercial Non-CHP
58111 | RE Kansas South LLC | 58148 | RE Kansas South LLC | KS | Solar Photovoltaic | 20 | 20 | IPP Non-CHP
58112 | TA-High Desert LLC | 58149 | TA-High Desert LLC | TAHD | Solar Photovoltaic | 20 | 20 | IPP Non-CHP
58113 | Texas A&M, Utilities & Energy Services | 58151 | Central Utility Plant - Texas A&M | GTG01 | Natural Gas Fired Combined Cycle | 34.1 | 32.4 | Commercial CHP
58113 | Texas A&M, Utilities & Energy Services | 58151 | Central Utility Plant - Texas A&M | STG02 | Natural Gas Fired Combined Cycle | 11 | 11 | Commercial CHP
58113 | Texas A&M, Utilities & Energy Services | 58151 | Central Utility Plant - Texas A&M | STG04 | Natural Gas Fired Combined Cycle | 5 | 5 | Commercial CHP
58115 | DTE Ashtabula, LLC | 55990 | Ashtabula | 1 | Natural Gas Fired Combined Cycle | 4.9 | 4.4 | IPP CHP
58115 | DTE Ashtabula, LLC | 55990 | Ashtabula | 2 | Natural Gas Fired Combined Cycle | 4.9 | 4.4 | IPP CHP
58115 | DTE Ashtabula, LLC | 55990 | Ashtabula | 3 | Natural Gas Fired Combined Cycle | 4.9 | 4.4 | IPP CHP
58115 | DTE Ashtabula, LLC | 55990 | Ashtabula | 4 | Natural Gas Fired Combined Cycle | 4.9 | 4.4 | IPP CHP
58115 | DTE Ashtabula, LLC | 55990 | Ashtabula | 5 | Natural Gas Fired Combined Cycle | 4.9 | 4.4 | IPP CHP
58115 | DTE Ashtabula, LLC | 55990 | Ashtabula | 6 | Natural Gas Fired Combined Cycle | 0.8 | 0.7 | IPP CHP
58115 | DTE Ashtabula, LLC | 55990 | Ashtabula | 7 | Natural Gas Fired Combined Cycle | 0.8 | 0.7 | IPP CHP
58120 | Danbury Hospital | 58152 | Danbury Hospital Cogen Plant | GEN1 | Natural Gas Fired Combustion Turbine | 4.3 | 3.9 | Commercial CHP
58121 | North Sky River Energy LLC | 58154 | North Sky River Energy LLC | GEN1 | Onshore Wind Turbine | 162 | 162 | IPP Non-CHP
58122 | Eastern Maine Medical Center | 58153 | Eastern Maine Medical Center | COGE | Natural Gas Fired Combustion Turbine | 3.8 | 3.8 | Commercial CHP
58129 | Rock River Water Reclamation District | 58177 | Kishwaukee CHP Plant | 1 | Other Waste Biomass | 1 | 1 | IPP CHP
58129 | Rock River Water Reclamation District | 58177 | Kishwaukee CHP Plant | 2 | Other Waste Biomass | 1 | 1 | IPP CHP
58129 | Rock River Water Reclamation District | 58177 | Kishwaukee CHP Plant | 3 | Other Waste Biomass | 1 | 1 | IPP CHP
58130 | University of Connecticut | 58159 | UCONN Cogen Facility | CGT1 | Natural Gas Fired Combined Cycle | 6.9 | 6.4 | Commercial CHP
58130 | University of Connecticut | 58159 | UCONN Cogen Facility | CGT2 | Natural Gas Fired Combined Cycle | 6.9 | 6.4 | Commercial CHP
58130 | University of Connecticut | 58159 | UCONN Cogen Facility | CGT3 | Natural Gas Fired Combined Cycle | 6.9 | 6.4 | Commercial CHP
58130 | University of Connecticut | 58159 | UCONN Cogen Facility | STG1 | All Other | 5 | 4.9 | Commercial CHP
58131 | Wesleyan University | 58158 | Wesleyan University Cogen 1 | 1 | Natural Gas Internal Combustion Engine | 2.4 | 2.3 | Commercial CHP
58132 | Perrin Ranch Wind LLC | 58155 | Perrin Ranch Wind LLC | GEN1 | Onshore Wind Turbine | 99.2 | 99.2 | IPP Non-CHP
58133 | Mercy Medical Center | 58163 | Mercy Medical Center | 1 | Petroleum Liquids | 0.1 | 0.1 | Commercial Non-CHP
58133 | Mercy Medical Center | 58163 | Mercy Medical Center | 2 | Petroleum Liquids | 0.4 | 0.4 | Commercial Non-CHP
58133 | Mercy Medical Center | 58163 | Mercy Medical Center | 3 | Petroleum Liquids | 0.4 | 0.4 | Commercial Non-CHP
58133 | Mercy Medical Center | 58163 | Mercy Medical Center | 4 | Petroleum Liquids | 0.7 | 0.7 | Commercial Non-CHP
58133 | Mercy Medical Center | 58163 | Mercy Medical Center | 5 | Petroleum Liquids | 0.3 | 0.3 | Commercial Non-CHP
58133 | Mercy Medical Center | 58163 | Mercy Medical Center | 6 | Petroleum Liquids | 0.2 | 0.2 | Commercial Non-CHP
58133 | Mercy Medical Center | 58163 | Mercy Medical Center | 7 | Petroleum Liquids | 0.3 | 0.3 | Commercial Non-CHP
58133 | Mercy Medical Center | 58163 | Mercy Medical Center | 8 | Petroleum Liquids | 0.6 | 0.6 | Commercial Non-CHP
58134 | Cirrus Wind 1 LLC | 58162 | Cirrus Wind 1 LLC | CW | Onshore Wind Turbine | 61.2 | 61.2 | IPP Non-CHP
58135 | Ecos Energy LLC | 58164 | Slayton Solar | PV1 | Solar Photovoltaic | 1.7 | 1.7 | IPP Non-CHP
58135 | Ecos Energy LLC | 58496 | Lincoln Solar | PV2 | Solar Photovoltaic | 1.5 | 1.5 | IPP Non-CHP
58135 | Ecos Energy LLC | 58508 | Bear Creek Solar | PV3 | Solar Photovoltaic | 1.5 | 1.5 | IPP Non-CHP
58135 | Ecos Energy LLC | 58509 | Vintner Solar | PV4 | Solar Photovoltaic | 1.5 | 1.5 | IPP Non-CHP
58135 | Ecos Energy LLC | 58510 | Kettleman Solar Project | PV5 | Solar Photovoltaic | 1 | 1 | IPP Non-CHP
58136 | William Floyd School District | 58167 | William Floyd School District | GEN1 | Natural Gas Internal Combustion Engine | 1.3 | 1.3 | Commercial CHP
58136 | William Floyd School District | 58167 | William Floyd School District | GEN2 | Natural Gas Internal Combustion Engine | 1.3 | 1.3 | Commercial CHP
58136 | William Floyd School District | 58167 | William Floyd School District | GEN3 | Petroleum Liquids | 1.3 | 1.3 | Commercial CHP
58137 | The College of New Jersey | 58165 | College of New Jersey | COGEN | Natural Gas Internal Combustion Engine | 6.2 | 4.2 | Commercial CHP
58138 | The Trustees of Smith College | 58166 | Smith College Central Heating Plant | GT-1 | Natural Gas Fired Combustion Turbine | 5.3 | 2.7 | Commercial CHP
58140 | San Bernardino Comm College Dist | 58170 | Crafton Hills College Solar Farm | GEN1 | Solar Photovoltaic | 1.3 | 1.3 | Commercial Non-CHP
58143 | Cimarron Wind Energy LLC | 57762 | Cimarron Wind Energy LLC | CPV1 | Onshore Wind Turbine | 165.6 | 165.6 | IPP Non-CHP
58144 | BMW Manufacturing Co LLC | 58173 | BMW Manufacturing Co | GT601 | Landfill Gas | 5.5 | 5 | Industrial Non-CHP
58144 | BMW Manufacturing Co LLC | 58173 | BMW Manufacturing Co | GT602 | Landfill Gas | 5.5 | 5 | Industrial Non-CHP
58148 | U.S. General Services Administration | 58178 | M. G. Emmett J. Bean Federal Center | 1 | Solar Photovoltaic | 2 | 2 | IPP Non-CHP
58149 | Renewable World Energies LLC | 1067 | Iowa Hydro LLC | 1 | Conventional Hydroelectric | 0.6 | 0.6 | IPP Non-CHP
58149 | Renewable World Energies LLC | 1067 | Iowa Hydro LLC | 2 | Conventional Hydroelectric | 0.6 | 0.6 | IPP Non-CHP
58149 | Renewable World Energies LLC | 3995 | Arpin Dam | 1 | Conventional Hydroelectric | 0.6 | 0.6 | IPP Non-CHP
58149 | Renewable World Energies LLC | 3995 | Arpin Dam | 2 | Conventional Hydroelectric | 0.6 | 0.6 | IPP Non-CHP
58149 | Renewable World Energies LLC | 3995 | Arpin Dam | 3 | Conventional Hydroelectric | 0.2 | 0.2 | IPP Non-CHP
58149 | Renewable World Energies LLC | 4018 | Clam River Dam | 1 | Conventional Hydroelectric | 0.4 | 0.4 | IPP Non-CHP
58149 | Renewable World Energies LLC | 4018 | Clam River Dam | 2 | Conventional Hydroelectric | 0.4 | 0.4 | IPP Non-CHP
58149 | Renewable World Energies LLC | 4018 | Clam River Dam | 3 | Conventional Hydroelectric | 0.4 | 0.4 | IPP Non-CHP
58149 | Renewable World Energies LLC | 4019 | Danbury Dam | 1 | Conventional Hydroelectric | 0.1 | 0.1 | IPP Non-CHP
58149 | Renewable World Energies LLC | 4019 | Danbury Dam | 2 | Conventional Hydroelectric | 0.3 | 0.3 | IPP Non-CHP
58149 | Renewable World Energies LLC | 4019 | Danbury Dam | HY3 | Conventional Hydroelectric | 0.6 | 0.6 | IPP Non-CHP
58149 | Renewable World Energies LLC | 7118 | Cataract (MI) | 1 | Conventional Hydroelectric | 2 | 0.6 | IPP Non-CHP
58149 | Renewable World Energies LLC | 10453 | LAC Courte Oreilles Hydroelect | U1 | Conventional Hydroelectric | 0.2 | 0.2 | IPP Non-CHP
58149 | Renewable World Energies LLC | 10453 | LAC Courte Oreilles Hydroelect | U2 | Conventional Hydroelectric | 1.6 | 1.5 | IPP Non-CHP
58149 | Renewable World Energies LLC | 10453 | LAC Courte Oreilles Hydroelect | U3 | Conventional Hydroelectric | 1.6 | 1.5 | IPP Non-CHP
58149 | Renewable World Energies LLC | 55684 | Flambeau Crowley Rapids Project | GEN1 | Conventional Hydroelectric | 1 | 1 | IPP Non-CHP
58149 | Renewable World Energies LLC | 55684 | Flambeau Crowley Rapids Project | GEN2 | Conventional Hydroelectric | 0.5 | 0.5 | IPP Non-CHP
58149 | Renewable World Energies LLC | 55685 | Flambeau Lower Project | GEN1 | Conventional Hydroelectric | 0.4 | 0.4 | IPP Non-CHP
58149 | Renewable World Energies LLC | 55685 | Flambeau Lower Project | GEN2 | Conventional Hydroelectric | 0.4 | 0.4 | IPP Non-CHP
58149 | Renewable World Energies LLC | 55685 | Flambeau Lower Project | GEN3 | Conventional Hydroelectric | 0.4 | 0.4 | IPP Non-CHP
58150 | Big Blue Wind Farm LLC | 57289 | Big Blue | BBWP | Onshore Wind Turbine | 36 | 36 | IPP Non-CHP
58151 | Loyola University Health System | 58181 | Loyola University Health Plant | UNIT1 | Natural Gas Fired Combustion Turbine | 5.3 | 3.9 | Commercial Non-CHP
58151 | Loyola University Health System | 58181 | Loyola University Health Plant | UNIT2 | Natural Gas Fired Combustion Turbine | 5.3 | 3.9 | Commercial Non-CHP
58152 | Amherst College | 58185 | Amherst College Co Gen | CTG | Natural Gas Fired Combustion Turbine | 1.2 | 1.2 | Commercial CHP
58152 | Amherst College | 58185 | Amherst College Co Gen | STG | Natural Gas Steam Turbine | 0.5 | 0.5 | Commercial CHP
58153 | US Magnesium | 58191 | US Magnesium | GT1 | Natural Gas Fired Combustion Turbine | 16 | 10 | Industrial CHP
58153 | US Magnesium | 58191 | US Magnesium | GT2 | Natural Gas Fired Combustion Turbine | 16 | 10 | Industrial CHP
58153 | US Magnesium | 58191 | US Magnesium | GT3 | Natural Gas Fired Combustion Turbine | 16 | 10 | Industrial CHP
58154 | Hudson Valley Community College | 58186 | HVCC Cogen Plant | CG01 | Natural Gas Internal Combustion Engine | 0.9 | 0.8 | Commercial CHP
58154 | Hudson Valley Community College | 58186 | HVCC Cogen Plant | CG02 | Natural Gas Internal Combustion Engine | 0.9 | 0.8 | Commercial CHP
58154 | Hudson Valley Community College | 58186 | HVCC Cogen Plant | CG03 | Natural Gas Internal Combustion Engine | 1.4 | 1.3 | Commercial CHP
58154 | Hudson Valley Community College | 58186 | HVCC Cogen Plant | CG04 | Natural Gas Internal Combustion Engine | 1.4 | 1.2 | Commercial CHP
58154 | Hudson Valley Community College | 58186 | HVCC Cogen Plant | CG05 | Petroleum Liquids | 2.1 | 2 | Commercial CHP
58154 | Hudson Valley Community College | 58186 | HVCC Cogen Plant | CG06 | Natural Gas Internal Combustion Engine | 1.4 | 1.3 | Commercial CHP
58156 | Rand Whitney Containerboard L.P. | 58184 | Rand Whitney CHP Plant | TG-1 | Natural Gas Fired Combustion Turbine | 14.6 | 14.6 | Industrial CHP
58157 | Prairie Horizon Agri Energy LLC | 58183 | Prairie Horizon Agri Energy | T5741 | Natural Gas Steam Turbine | 1.7 | 0.7 | Industrial CHP
58159 | Penn State University | 58194 | West Campus Steam Plant | WC 2 | Conventional Steam Coal | 2.5 | 0.5 | Commercial CHP
58159 | Penn State University | 58194 | West Campus Steam Plant | WC 3 | Conventional Steam Coal | 3.5 | 0.6 | Commercial CHP
58159 | Penn State University | 58195 | East Campus Steam Plant | CT1 | Natural Gas Fired Combustion Turbine | 7 | 5.5 | Commercial CHP
58163 | Poet Biorefining Lake Crystal | 58197 | Poet Biorefining Lake Crystal | 1 | Petroleum Liquids | 6 | 6 | Industrial Non-CHP
58163 | Poet Biorefining Lake Crystal | 58197 | Poet Biorefining Lake Crystal | 2 | Natural Gas Steam Turbine | 1 | 1 | Industrial Non-CHP
58164 | 180 Raritan Energy Solutions, LLC | 58187 | 180 Raritan Solar | 1 | Solar Photovoltaic | 1.9 | 1.9 | IPP Non-CHP
58166 | Bonanza BioEnergy LLC | 58193 | Bonanza BioEnergy LLC | ST96 | Natural Gas Steam Turbine | 2 | 2 | Industrial CHP
58167 | Arkalon Ethanol LLC | 58192 | Arkalon Ethanol LLC | ST961 | Natural Gas Steam Turbine | 3 | 3 | Industrial CHP
58170 | Cargill Salt Hersey | 58196 | Cargill Salt Hersey | ST1 | Natural Gas Steam Turbine | 2.1 | 2.1 | Industrial CHP
58171 | University of California-San Francisco | 58198 | Parnassus Central Utility Plant | GTG1 | Natural Gas Fired Combined Cycle | 5 | 5 | Commercial CHP
58171 | University of California-San Francisco | 58198 | Parnassus Central Utility Plant | GTG2 | Natural Gas Fired Combined Cycle | 5 | 5 | Commercial CHP
58171 | University of California-San Francisco | 58198 | Parnassus Central Utility Plant | STG1 | Natural Gas Fired Combined Cycle | 3.5 | 1.8 | Commercial CHP
58172 | NRG Energy Center Phoenix LLC | 58199 | Arizona State University CHP | G1 | Natural Gas Fired Combined Cycle | 9.2 | 9.2 | Commercial CHP
58173 | Almatis Burnside Inc. | 58200 | Burnside Alumina Plant | GEN1 | Natural Gas Steam Turbine | 4 | 4 | Industrial Non-CHP
58173 | Almatis Burnside Inc. | 58200 | Burnside Alumina Plant | GEN2 | Natural Gas Steam Turbine | 4 | 4 | Industrial Non-CHP
58173 | Almatis Burnside Inc. | 58200 | Burnside Alumina Plant | GEN3 | Natural Gas Steam Turbine | 4 | 4 | Industrial Non-CHP
58174 | Monroe Newpower Corporation | 58201 | Monroe Community College Plant | 1 | Natural Gas Internal Combustion Engine | 1.6 | 1.6 | Commercial CHP
58174 | Monroe Newpower Corporation | 58201 | Monroe Community College Plant | 2 | Natural Gas Internal Combustion Engine | 1.6 | 1.6 | Commercial CHP
58174 | Monroe Newpower Corporation | 58201 | Monroe Community College Plant | 3 | Natural Gas Internal Combustion Engine | 1.6 | 1.6 | Commercial CHP
58174 | Monroe Newpower Corporation | 58201 | Monroe Community College Plant | 4 | Natural Gas Internal Combustion Engine | 1.6 | 1.6 | Commercial CHP
58175 | RE Victor Phelan Solar One LLC | 58202 | RE Victor Phelan Solar One LLC | VPS1 | Solar Photovoltaic | 20 | 20 | IPP Non-CHP
58176 | Veolia Energy Kansas City | 58205 | Grand Ave Plant | 1 | Conventional Steam Coal | 5 | 4.8 | IPP CHP
58177 | Raven Power Holdings LLC | 602 | Brandon Shores | 1 | Conventional Steam Coal | 685 | 635 | IPP Non-CHP
58177 | Raven Power Holdings LLC | 602 | Brandon Shores | 2 | Conventional Steam Coal | 685 | 638 | IPP Non-CHP
58177 | Raven Power Holdings LLC | 1552 | C P Crane | 1 | Conventional Steam Coal | 190.4 | 190 | IPP Non-CHP
58177 | Raven Power Holdings LLC | 1552 | C P Crane | 2 | Conventional Steam Coal | 209.4 | 195 | IPP Non-CHP
58177 | Raven Power Holdings LLC | 1552 | C P Crane | GT1 | Petroleum Liquids | 16 | 14 | IPP Non-CHP
58177 | Raven Power Holdings LLC | 1554 | Herbert A Wagner | 1 | Natural Gas Steam Turbine | 132.8 | 126 | IPP Non-CHP
58177 | Raven Power Holdings LLC | 1554 | Herbert A Wagner | 2 | Conventional Steam Coal | 136 | 135 | IPP Non-CHP
58177 | Raven Power Holdings LLC | 1554 | Herbert A Wagner | 3 | Conventional Steam Coal | 359 | 305 | IPP Non-CHP
58177 | Raven Power Holdings LLC | 1554 | Herbert A Wagner | 4 | Petroleum Liquids | 414.7 | 397 | IPP Non-CHP
58177 | Raven Power Holdings LLC | 1554 | Herbert A Wagner | GT1 | Petroleum Liquids | 16 | 12.9 | IPP Non-CHP
58178 | GSA Metropolitan Service Center | 58207 | Central Utility Plant at White Oak | G1 | Natural Gas Internal Combustion Engine | 5.7 | 5.6 | Commercial CHP
58178 | GSA Metropolitan Service Center | 58207 | Central Utility Plant at White Oak | G10 | Petroleum Liquids | 2.3 | 2.3 | Commercial CHP
58178 | GSA Metropolitan Service Center | 58207 | Central Utility Plant at White Oak | G11 | Petroleum Liquids | 2.3 | 2.3 | Commercial CHP
58178 | GSA Metropolitan Service Center | 58207 | Central Utility Plant at White Oak | G12 | Natural Gas Fired Combined Cycle | 5 | 5 | Commercial CHP
58178 | GSA Metropolitan Service Center | 58207 | Central Utility Plant at White Oak | G2 | Petroleum Liquids | 2.3 | 2.3 | Commercial CHP
58178 | GSA Metropolitan Service Center | 58207 | Central Utility Plant at White Oak | G3 | Natural Gas Fired Combustion Turbine | 4.3 | 4.3 | Commercial CHP
58178 | GSA Metropolitan Service Center | 58207 | Central Utility Plant at White Oak | G4 | Natural Gas Fired Combustion Turbine | 4.3 | 4.3 | Commercial CHP
58178 | GSA Metropolitan Service Center | 58207 | Central Utility Plant at White Oak | G5 | Natural Gas Fired Combustion Turbine | 4.3 | 4.3 | Commercial CHP
58178 | GSA Metropolitan Service Center | 58207 | Central Utility Plant at White Oak | G6 | Natural Gas Fired Combustion Turbine | 4.3 | 4.3 | Commercial CHP
58178 | GSA Metropolitan Service Center | 58207 | Central Utility Plant at White Oak | G7 | Natural Gas Fired Combined Cycle | 7.5 | 7.5 | Commercial CHP
58178 | GSA Metropolitan Service Center | 58207 | Central Utility Plant at White Oak | G8 | Natural Gas Fired Combined Cycle | 7.5 | 7.5 | Commercial CHP
58178 | GSA Metropolitan Service Center | 58207 | Central Utility Plant at White Oak | G9 | Natural Gas Fired Combustion Turbine | 4.5 | 4.3 | Commercial CHP
58179 | Cinnamon Bay LLC | 58208 | Cinnamon Bay Edgeboro Landfill | 1 | Landfill Gas | 9.6 | 9.1 | IPP Non-CHP
58180 | Blackwell Wind, LLC | 58209 | NextEra-Blackwell Wind, LLC | WT | Onshore Wind Turbine | 59.8 | 59.8 | IPP Non-CHP
58182 | SunE AZ2 LLC | 58213 | Saddle Mountain Solar I | AZ2 | Solar Photovoltaic | 15 | 15 | IPP Non-CHP
58183 | J.R. Simplot Company | 58216 | J.R. Simplot Company | 1 | All Other | 4 | 3.2 | Industrial Non-CHP
58185 | FirstLight Power Resources, Inc. - MA | 547 | Northfield Mountain | 1 | Hydroelectric Pumped Storage | 235 | 270 | IPP Non-CHP
58185 | FirstLight Power Resources, Inc. - MA | 547 | Northfield Mountain | 2 | Hydroelectric Pumped Storage | 235 | 292 | IPP Non-CHP
58185 | FirstLight Power Resources, Inc. - MA | 547 | Northfield Mountain | 3 | Hydroelectric Pumped Storage | 235 | 292 | IPP Non-CHP
58185 | FirstLight Power Resources, Inc. - MA | 547 | Northfield Mountain | 4 | Hydroelectric Pumped Storage | 235 | 292 | IPP Non-CHP
58185 | FirstLight Power Resources, Inc. - MA | 1629 | Cabot | 1 | Conventional Hydroelectric | 10.3 | 10.3 | IPP Non-CHP
58185 | FirstLight Power Resources, Inc. - MA | 1629 | Cabot | 2 | Conventional Hydroelectric | 10.3 | 10.3 | IPP Non-CHP
58185 | FirstLight Power Resources, Inc. - MA | 1629 | Cabot | 3 | Conventional Hydroelectric | 10.3 | 10.3 | IPP Non-CHP
58185 | FirstLight Power Resources, Inc. - MA | 1629 | Cabot | 4 | Conventional Hydroelectric | 10.3 | 10.3 | IPP Non-CHP
58185 | FirstLight Power Resources, Inc. - MA | 1629 | Cabot | 5 | Conventional Hydroelectric | 10.3 | 10.3 | IPP Non-CHP
58185 | FirstLight Power Resources, Inc. - MA | 1629 | Cabot | 6 | Conventional Hydroelectric | 10.3 | 10.3 | IPP Non-CHP
58185 | FirstLight Power Resources, Inc. - MA | 6388 | Turners Falls | 1 | Conventional Hydroelectric | 1.4 | 1.9 | IPP Non-CHP
58185 | FirstLight Power Resources, Inc. - MA | 6388 | Turners Falls | 2 | Conventional Hydroelectric | 0.4 | 0.4 | IPP Non-CHP
58185 | FirstLight Power Resources, Inc. - MA | 6388 | Turners Falls | 3 | Conventional Hydroelectric | 1.3 | 1.3 | IPP Non-CHP
58185 | FirstLight Power Resources, Inc. - MA | 6388 | Turners Falls | 5 | Conventional Hydroelectric | 1.3 | 1.4 | IPP Non-CHP
58185 | FirstLight Power Resources, Inc. - MA | 6388 | Turners Falls | 7 | Conventional Hydroelectric | 1.3 | 1.4 | IPP Non-CHP
58185 | FirstLight Power Resources, Inc. - MA | 58210 | NFM Solar Power LLC | 1 | Solar Photovoltaic | 1.9 | 1.9 | IPP Non-CHP
58186 | GL Dairy Biogas LLC | 58219 | GL Dairy Biogas | 1426 | Other Waste Biomass | 1.4 | 1.4 | IPP Non-CHP
58186 | GL Dairy Biogas LLC | 58219 | GL Dairy Biogas | 633 | Other Waste Biomass | 0.6 | 0.6 | IPP Non-CHP
58187 | Haviland Plastic Products Co | 58220 | Haviland Plastic Products | WTGA | Onshore Wind Turbine | 1.5 | 1.5 | Industrial Non-CHP
58187 | Haviland Plastic Products Co | 58220 | Haviland Plastic Products | WTGB | Onshore Wind Turbine | 1.5 | 1.5 | Industrial Non-CHP
58187 | Haviland Plastic Products Co | 58220 | Haviland Plastic Products | WTGC | Onshore Wind Turbine | 1.5 | 1.5 | Industrial Non-CHP
58188 | Central Connecticut State University | 58224 | CCSU Co-Gen-STBY Gen | EC#1 | Natural Gas Internal Combustion Engine | 1.3 | 1.3 | Commercial CHP
58188 | Central Connecticut State University | 58224 | CCSU Co-Gen-STBY Gen | EC#2 | Natural Gas Internal Combustion Engine | 1.3 | 1.3 | Commercial CHP
58188 | Central Connecticut State University | 58224 | CCSU Co-Gen-STBY Gen | GRND | Petroleum Liquids | 0.3 | 0.3 | Commercial CHP
58188 | Central Connecticut State University | 58224 | CCSU Co-Gen-STBY Gen | MEMH | Petroleum Liquids | 0.7 | 0.7 | Commercial CHP
58190 | Bluestem LLC | 7771 | Springview | 3 | Onshore Wind Turbine | 1.5 | 1.5 | IPP Non-CHP
58190 | Bluestem LLC | 7771 | Springview | 4 | Onshore Wind Turbine | 1.5 | 1.5 | IPP Non-CHP
58194 | E.B. Eddy Paper Inc | 58222 | E.B. Eddy Paper Inc | 3TU | Conventional Steam Coal | 5 | 5 | Industrial CHP
58195 | Hoag Memorial Presbyterian Hospital | 58223 | Hoag Hospital Cogen Plant | 1 | Natural Gas Internal Combustion Engine | 1.5 | 1.2 | Commercial CHP
58195 | Hoag Memorial Presbyterian Hospital | 58223 | Hoag Hospital Cogen Plant | 2 | Natural Gas Internal Combustion Engine | 1.5 | 1.2 | Commercial CHP
58195 | Hoag Memorial Presbyterian Hospital | 58223 | Hoag Hospital Cogen Plant | 3 | Natural Gas Internal Combustion Engine | 1.5 | 1.2 | Commercial CHP
58197 | Newberry Solar 1 LLC | 58226 | Newberry Solar 1 LLC | 1 | Solar Photovoltaic | 1.5 | 1.5 | IPP Non-CHP
58198 | Highlander Solar 2, LLC | 58227 | SEPV9 Power Plant | SPV9 | Solar Photovoltaic | 9 | 8.5 | IPP Non-CHP
58199 | PPL Ironwood LLC | 55337 | PPL Ironwood LLC | CT1 | Natural Gas Fired Combined Cycle | 259.2 | 218.7 | IPP Non-CHP
58199 | PPL Ironwood LLC | 55337 | PPL Ironwood LLC | CT2 | Natural Gas Fired Combined Cycle | 259.2 | 221.7 | IPP Non-CHP
58199 | PPL Ironwood LLC | 55337 | PPL Ironwood LLC | ST4 | Natural Gas Fired Combined Cycle | 259.2 | 219.7 | IPP Non-CHP
58200 | Prairie Lakes Municipal Solid Waste Auth | 56243 | Perham Incinerator | 1 | Municipal Solid Waste | 4.5 | 1.2 | Commercial CHP
58201 | Milford Solar LLC | 58228 | Milford Solar Farm | GEN1 | Solar Photovoltaic | 11.8 | 11.8 | IPP Non-CHP
58202 | Energy Alternatives Wholesale LLC | 58229 | Lake Marion | GEN1 | Petroleum Liquids | 8.8 | 8.8 | IPP Non-CHP
58202 | Energy Alternatives Wholesale LLC | 58230 | Hastings | GEN1 | Petroleum Liquids | 8.8 | 8.8 | IPP Non-CHP
58203 | NRG Energy Center Eagles LLC | 58231 | Lincoln Financial Field | GEN1 | Solar Photovoltaic | 2.9 | 2.9 | IPP Non-CHP
58208 | Horse Butte Wind I, LLC | 57890 | Horse Butte Wind I, LLC | 1 | Onshore Wind Turbine | 57.6 | 57.6 | Electric Utility
58209 | CPI USA NC Southport LLC | 10378 | CPI USA NC Southport | GEN1 | Wood/Wood Waste Biomass | 67.5 | 53.5 | IPP CHP
58209 | CPI USA NC Southport LLC | 10378 | CPI USA NC Southport | GEN2 | Wood/Wood Waste Biomass | 67.5 | 53.5 | IPP CHP
58210 | CPI USA NC Roxboro LLC | 10379 | CPI USA NC Roxboro | GEN1 | Wood/Wood Waste Biomass | 67.5 | 47 | IPP Non-CHP
58211 | Highlander Solar 1, LLC | 58234 | SEPV 8 | SPV8 | Solar Photovoltaic | 12 | 11.8 | IPP Non-CHP
58212 | Georgia Mountain Community Wind, LLC | 58238 | Georgia Mountain Community Wind Farm | GMCW | Onshore Wind Turbine | 10 | 10 | IPP Non-CHP
58213 | New Britain Renewable Energy, LLC | 58237 | CCSU Fuel Cell Project | CCSU | Other Natural Gas | 1.4 | 1.4 | Commercial CHP
58220 | Northeastern Illinois University | 58245 | Northeastern Illinois University Cogen | GEN1 | Natural Gas Internal Combustion Engine | 0.8 | 0.8 | Commercial CHP
58220 | Northeastern Illinois University | 58245 | Northeastern Illinois University Cogen | GEN2 | Natural Gas Internal Combustion Engine | 0.8 | 0.8 | Commercial CHP
58220 | Northeastern Illinois University | 58245 | Northeastern Illinois University Cogen | GEN3 | Natural Gas Internal Combustion Engine | 0.8 | 0.8 | Commercial CHP
58220 | Northeastern Illinois University | 58245 | Northeastern Illinois University Cogen | GEN4 | Natural Gas Internal Combustion Engine | 0.8 | 0.8 | Commercial CHP
58221 | LES Operations Services LLC | 58246 | Millersville LFG | CAT1 | Landfill Gas | 1.6 | 1.5 | IPP Non-CHP
58221 | LES Operations Services LLC | 58246 | Millersville LFG | CAT2 | Landfill Gas | 1.6 | 1.5 | IPP Non-CHP
58223 | C&H Sugar Company Inc | 58251 | C&H Sugar Plant | TG3 | All Other | 4 | 5 | Industrial CHP
58223 | C&H Sugar Company Inc | 58251 | C&H Sugar Plant | TG4 | All Other | 4 | 5 | Industrial CHP
58224 | Westwood Generation LLC | 50611 | Westwood Generation LLC | GEN1 | Conventional Steam Coal | 36 | 30 | IPP Non-CHP
58229 | Howard County - Maryland | 58252 | Alpha Ridge LFG | JEN1 | Landfill Gas | 1 | 1 | IPP Non-CHP
58233 | Kalaeloa Solar Two LLC | 58259 | Kalaeloa Solar Two | KAS2 | Solar Photovoltaic | 5 | 5 | IPP Non-CHP
58238 | Enfinity NorCal 1 FAA LLC | 58261 | FAA NorCal TRACON | 1 | Solar Photovoltaic | 1 | 1 | IPP Non-CHP
58239 | Desert Sky Solar LLC | 58262 | Badger 1 | 1 | Solar Photovoltaic | 14.8 | 14.8 | IPP Non-CHP
58240 | COT/Division of Water Reclamation | 58263 | Bay View Cogeneration Facility | GTG | Landfill Gas | 5.5 | 4.4 | Electric Utility
58240 | COT/Division of Water Reclamation | 58263 | Bay View Cogeneration Facility | STG | Landfill Gas | 6.5 | 4 | Electric Utility
58240 | COT/Division of Water Reclamation | 58269 | Bay View Backup Power Facility | G1 | Petroleum Liquids | 2 | 2 | Electric Utility
58240 | COT/Division of Water Reclamation | 58269 | Bay View Backup Power Facility | G2 | Natural Gas Internal Combustion Engine | 2 | 2 | Electric Utility
58240 | COT/Division of Water Reclamation | 58269 | Bay View Backup Power Facility | G3 | Natural Gas Internal Combustion Engine | 2 | 2 | Electric Utility
58240 | COT/Division of Water Reclamation | 58269 | Bay View Backup Power Facility | G4 | Natural Gas Internal Combustion Engine | 2 | 2 | Electric Utility
58240 | COT/Division of Water Reclamation | 58269 | Bay View Backup Power Facility | G5 | Natural Gas Internal Combustion Engine | 2 | 2 | Electric Utility
58240 | COT/Division of Water Reclamation | 58269 | Bay View Backup Power Facility | G6 | Natural Gas Internal Combustion Engine | 2 | 2 | Electric Utility
58245 | Patua Project LLC | 58319 | Patua Geothermal Project Phase 1A | 1 | Geothermal | 16 | 10 | IPP Non-CHP
58245 | Patua Project LLC | 58319 | Patua Geothermal Project Phase 1A | 3 | Geothermal | 16 | 10 | IPP Non-CHP
58245 | Patua Project LLC | 58319 | Patua Geothermal Project Phase 1A | 5 | Geothermal | 16 | 10 | IPP Non-CHP
58246 | Escanaba Operating Services LLC | 1771 | Escanaba | 1 | Conventional Steam Coal | 11.5 | 13 | Electric Utility
58246 | Escanaba Operating Services LLC | 1771 | Escanaba | 2 | Conventional Steam Coal | 11.5 | 13 | Electric Utility
58246 | Escanaba Operating Services LLC | 1771 | Escanaba | 3 | Petroleum Liquids | 17.9 | 12.5 | Electric Utility
58247 | National Centers for Animal Health | 58265 | NCAH Central Utility Plant | C-3 | Petroleum Liquids | 0.2 | 0.2 | Commercial CHP
58247 | National Centers for Animal Health | 58265 | NCAH Central Utility Plant | EP-2 | Petroleum Liquids | 0.6 | 0.6 | Commercial CHP
58247 | National Centers for Animal Health | 58265 | NCAH Central Utility Plant | EP-6 | Petroleum Liquids | 0.8 | 0.8 | Commercial CHP
58247 | National Centers for Animal Health | 58265 | NCAH Central Utility Plant | FRZRF | Petroleum Liquids | 0.2 | 0.2 | Commercial CHP
58247 | National Centers for Animal Health | 58265 | NCAH Central Utility Plant | MBGEN | Petroleum Liquids | 0.5 | 0.5 | Commercial CHP
58247 | National Centers for Animal Health | 58265 | NCAH Central Utility Plant | S-13 | Petroleum Liquids | 2.1 | 2.1 | Commercial CHP
58247 | National Centers for Animal Health | 58265 | NCAH Central Utility Plant | S-14 | Petroleum Liquids | 2.1 | 2.1 | Commercial CHP
58247 | National Centers for Animal Health | 58265 | NCAH Central Utility Plant | S-16 | Natural Gas Fired Combustion Turbine | 3 | 3 | Commercial CHP
58247 | National Centers for Animal Health | 58265 | NCAH Central Utility Plant | S-17 | Petroleum Liquids | 2 | 2 | Commercial CHP
58247 | National Centers for Animal Health | 58265 | NCAH Central Utility Plant | S-18 | Petroleum Liquids | 2 | 2 | Commercial CHP
58247 | National Centers for Animal Health | 58265 | NCAH Central Utility Plant | S-19 | Petroleum Liquids | 2 | 2 | Commercial CHP
58247 | National Centers for Animal Health | 58265 | NCAH Central Utility Plant | S-7A | Natural Gas Fired Combustion Turbine | 1 | 1 | Commercial CHP
58258 | SunRay Power LLC | 59361 | Browne Solar LLC | PV1 | Solar Photovoltaic | 1.4 | 1.4 | IPP Non-CHP
58258 | SunRay Power LLC | 59362 | Indian Hill Solar LLC | PV1 | Solar Photovoltaic | 1.4 | 1.4 | IPP Non-CHP
58258 | SunRay Power LLC | 59363 | State Street Solar LLC | PV1 | Solar Photovoltaic | 1.4 | 1.4 | IPP Non-CHP
58258 | SunRay Power LLC | 59364 | Plainfield One Solar LLC | PV1 | Solar Photovoltaic | 1.3 | 1.3 | IPP Non-CHP
58258 | SunRay Power LLC | 59365 | 24 Applegate Solar LLC | PV1 | Solar Photovoltaic | 4.9 | 4.9 | IPP Non-CHP
58258 | SunRay Power LLC | 59366 | G&S Wantage Solar LLC | PV1 | Solar Photovoltaic | 7.5 | 7.5 | IPP Non-CHP
58258 | SunRay Power LLC | 59367 | Engelhard Solar LLC | PV1 | Solar Photovoltaic | 1.1 | 1.1 | IPP Non-CHP
58258 | SunRay Power LLC | 59368 | Westborough Solar LLC | PV1 | Solar Photovoltaic | 2.2 | 2.2 | IPP Non-CHP
58258 | SunRay Power LLC | 59369 | Lakewood Seven Solar LLC | PV1 | Solar Photovoltaic | 1 | 1 | IPP Non-CHP
58258 | SunRay Power LLC | 59370 | 4 Applegate Solar LLC | PV1 | Solar Photovoltaic | 1.8 | 1.8 | IPP Non-CHP
58258 | SunRay Power LLC | 59371 | 12 Applegate Solar LLC | PV1 | Solar Photovoltaic | 1.9 | 1.9 | IPP Non-CHP
58264 | New-Indy, Oxnard LLC | 57585 | Oxnard Paper Mill | 1 | Natural Gas Fired Combustion Turbine | 29 | 29 | Industrial CHP
58268 | Tulare PV I LLC | 58306 | Exeter Solar | 1 | Solar Photovoltaic | 1 | 1 | IPP Non-CHP
58268 | Tulare PV I LLC | 58306 | Exeter Solar | 2 | Solar Photovoltaic | 1 | 1 | IPP Non-CHP
58268 | Tulare PV I LLC | 58306 | Exeter Solar | 3 | Solar Photovoltaic | 1.5 | 1.5 | IPP Non-CHP
58268 | Tulare PV I LLC | 58307 | Ivanhoe Solar | 1 | Solar Photovoltaic | 1.5 | 1.5 | IPP Non-CHP
58268 | Tulare PV I LLC | 58307 | Ivanhoe Solar | 2 | Solar Photovoltaic | 0.5 | 0.5 | IPP Non-CHP
58268 | Tulare PV I LLC | 58307 | Ivanhoe Solar | 3 | Solar Photovoltaic | 1.5 | 1.5 | IPP Non-CHP
58268 | Tulare PV I LLC | 58308 | Lindsay Solar | 1 | Solar Photovoltaic | 1.5 | 1.5 | IPP Non-CHP
58268 | Tulare PV I LLC | 58308 | Lindsay Solar | 3 | Solar Photovoltaic | 1.5 | 1.5 | IPP Non-CHP
58268 | Tulare PV I LLC | 58308 | Lindsay Solar | 4 | Solar Photovoltaic | 1 | 1 | IPP Non-CHP
58268 | Tulare PV I LLC | 58309 | Porterville Solar | 1 | Solar Photovoltaic | 1 | 1 | IPP Non-CHP
58268 | Tulare PV I LLC | 58309 | Porterville Solar | 2 | Solar Photovoltaic | 1 | 1 | IPP Non-CHP
58268 | Tulare PV I LLC | 58309 | Porterville Solar | 5 | Solar Photovoltaic | 1.5 | 1.5 | IPP Non-CHP
58269 | Tulare PV II LLC | 58304 | Kingsburg Solar | 1 | Solar Photovoltaic | 1.5 | 1.5 | IPP Non-CHP
58269 | Tulare PV II LLC | 58304 | Kingsburg Solar | 2 | Solar Photovoltaic | 1.5 | 1.5 | IPP Non-CHP
58269 | Tulare PV II LLC | 58304 | Kingsburg Solar | 3 | Solar Photovoltaic | 0.7 | 0.7 | IPP Non-CHP
58270 | GE Wind Energy LLC | 57566 | GE 1 6 100 Prototype | 1.7SF | Onshore Wind Turbine | 1.8 | 1.8 | IPP Non-CHP
58279 | Chadbourn Farm LLC | 58311 | Chadbourn Farm | 1 | Solar Photovoltaic | 5 | 5 | IPP Non-CHP
58280 | Warrenton Farm LLC | 58312 | Warrenton Farm | 1 | Solar Photovoltaic | 4 | 4 | IPP Non-CHP
58281 | Mocksville Lessee LLC | 58313 | Mocksville Farm | 1 | Solar Photovoltaic | 5 | 5 | IPP Non-CHP
58282 | Belwood Farm LLC | 58314 | Belwood Farm | 1 | Solar Photovoltaic | 4 | 4 | IPP Non-CHP
58283 | Strata Fund 2 Lessee LLC | 58315 | Arndt Farm | 1 | Solar Photovoltaic | 5 | 5 | IPP Non-CHP
58283 | Strata Fund 2 Lessee LLC | 58323 | Shannon Farm | 1 | Solar Photovoltaic | 5 | 5 | IPP Non-CHP
58284 | Railroad Farm LLC | 58316 | Railroad Farm | 1 | Solar Photovoltaic | 5 | 5 | IPP Non-CHP
58285 | Watts Farm LLC | 58317 | Watts Farm | 1 | Solar Photovoltaic | 5 | 5 | IPP Non-CHP
58286 | Farrington Solar Farm LLC | 58318 | Farrington Farm | 1 | Solar Photovoltaic | 1 | 1 | IPP Non-CHP
58287 | Rain CII Carbon LLC | 58310 | Lake Charles Plant | G-1 | All Other | 36.4 | 28 | Industrial CHP
58289 | NextEra Energy Desert Sunlight 300, LLC | 57993 | Desert Sunlight 300, LLC | DSL1 | Solar Photovoltaic | 40.3 | 40.3 | IPP Non-CHP
58289 | NextEra Energy Desert Sunlight 300, LLC | 57993 | Desert Sunlight 300, LLC | DSL10 | Solar Photovoltaic | 30.2 | 30.2 | IPP Non-CHP
58289 | NextEra Energy Desert Sunlight 300, LLC | 57993 | Desert Sunlight 300, LLC | DSL11 | Solar Photovoltaic | 20.2 | 20.2 | IPP Non-CHP
58289 | NextEra Energy Desert Sunlight 300, LLC | 57993 | Desert Sunlight 300, LLC | DSL2 | Solar Photovoltaic | 40.3 | 40.3 | IPP Non-CHP
58289 | NextEra Energy Desert Sunlight 300, LLC | 57993 | Desert Sunlight 300, LLC | DSL3 | Solar Photovoltaic | 40.3 | 40.3 | IPP Non-CHP
58289 | NextEra Energy Desert Sunlight 300, LLC | 57993 | Desert Sunlight 300, LLC | DSL4 | Solar Photovoltaic | 30.2 | 30.2 | IPP Non-CHP
58289 | NextEra Energy Desert Sunlight 300, LLC | 57993 | Desert Sunlight 300, LLC | DSL5 | Solar Photovoltaic | 25.2 | 25.2 | IPP Non-CHP
58289 | NextEra Energy Desert Sunlight 300, LLC | 57993 | Desert Sunlight 300, LLC | DSL6 | Solar Photovoltaic | 25.2 | 25.2 | IPP Non-CHP
58289 | NextEra Energy Desert Sunlight 300, LLC | 57993 | Desert Sunlight 300, LLC | DSL7 | Solar Photovoltaic | 20.2 | 20.2 | IPP Non-CHP
58289 | NextEra Energy Desert Sunlight 300, LLC | 57993 | Desert Sunlight 300, LLC | DSL8 | Solar Photovoltaic | 18.9 | 18.9 | IPP Non-CHP
58289 | NextEra Energy Desert Sunlight 300, LLC | 57993 | Desert Sunlight 300, LLC | DSL9 | Solar Photovoltaic | 22.7 | 22.7 | IPP Non-CHP
58290 | NextEra Energy Desert Sunlight 250, LLC | 58542 | Desert Sunlight 250, LLC | DSL12 | Solar Photovoltaic | 39.1 | 39.1 | IPP Non-CHP
58290 | NextEra Energy Desert Sunlight 250, LLC | 58542 | Desert Sunlight 250, LLC | DSL13 | Solar Photovoltaic | 39.1 | 39.1 | IPP Non-CHP
58290 | NextEra Energy Desert Sunlight 250, LLC | 58542 | Desert Sunlight 250, LLC | DSL14 | Solar Photovoltaic | 26.5 | 26.5 | IPP Non-CHP
58290 | NextEra Energy Desert Sunlight 250, LLC | 58542 | Desert Sunlight 250, LLC | DSL15 | Solar Photovoltaic | 13.9 | 13.9 | IPP Non-CHP
58290 | NextEra Energy Desert Sunlight 250, LLC | 58542 | Desert Sunlight 250, LLC | DSL16 | Solar Photovoltaic | 22.7 | 22.7 | IPP Non-CHP
58290 | NextEra Energy Desert Sunlight 250, LLC | 58542 | Desert Sunlight 250, LLC | DSL17 | Solar Photovoltaic | 29 | 29 | IPP Non-CHP
58290 | NextEra Energy Desert Sunlight 250, LLC | 58542 | Desert Sunlight 250, LLC | DSL18 | Solar Photovoltaic | 29 | 29 | IPP Non-CHP
58290 | NextEra Energy Desert Sunlight 250, LLC | 58542 | Desert Sunlight 250, LLC | DSL19 | Solar Photovoltaic | 25.2 | 25.2 | IPP Non-CHP
58290 | NextEra Energy Desert Sunlight 250, LLC | 58542 | Desert Sunlight 250, LLC | DSL20 | Solar Photovoltaic | 25.2 | 25.2 | IPP Non-CHP
58298 | FPL Energy Stateline II Inc | 58324 | Vansycle II Wind Energy Center | SIE23 | Onshore Wind Turbine | 98.9 | 98.9 | IPP Non-CHP
58300 | Ameresco Select Inc | 58327 | Bradley Energy Center | UNIT1 | Natural Gas Internal Combustion Engine | 1.5 | 1.5 | Commercial CHP
58300 | Ameresco Select Inc | 58327 | Bradley Energy Center | UNIT2 | Natural Gas Internal Combustion Engine | 1.2 | 1.2 | Commercial CHP
58300 | Ameresco Select Inc | 58327 | Bradley Energy Center | UNIT3 | Natural Gas Internal Combustion Engine | 1.2 | 1.2 | Commercial CHP
58300 | Ameresco Select Inc | 58327 | Bradley Energy Center | UNIT4 | Natural Gas Internal Combustion Engine | 1.9 | 1.9 | Commercial CHP
58300 | Ameresco Select Inc | 58365 | CJTS Energy Center | UNIT7 | Other Natural Gas | 0.4 | 0.4 | Commercial Non-CHP
58303 | Energy Systems Group LLC | 58328 | North Chicago Energy Center | GT1 | Natural Gas Fired Combustion Turbine | 5.2 | 5.2 | Commercial CHP
58303 | Energy Systems Group LLC | 58328 | North Chicago Energy Center | GT2 | Natural Gas Fired Combustion Turbine | 7.2 | 7.1 | Commercial CHP
58303 | Energy Systems Group LLC | 59794 | Chicago West Side Energy Center | GEN1 | Natural Gas Fired Combustion Turbine | 3.5 | 3.5 | IPP Non-CHP
58303 | Energy Systems Group LLC | 59808 | Munster Landfill Gas-to-Energy | GEN1 | Landfill Gas | 1.1 | 1.1 | IPP Non-CHP
58303 | Energy Systems Group LLC | 59809 | Mountain Home Energy Center | GEN1 | Natural Gas Internal Combustion Engine | 3.2 | 3.2 | IPP Non-CHP
58303 | Energy Systems Group LLC | 59809 | Mountain Home Energy Center | GEN2 | Petroleum Liquids | 1.8 | 1.8 | IPP Non-CHP
58303 | Energy Systems Group LLC | 59809 | Mountain Home Energy Center | GEN3 | Petroleum Liquids | 1.8 | 1.8 | IPP Non-CHP
58303 | Energy Systems Group LLC | 59810 | Dairyland WTE Plant | GEN1 | Other Waste Biomass | 0.7 | 0.7 | IPP Non-CHP
58303 | Energy Systems Group LLC | 59810 | Dairyland WTE Plant | GEN2 | Other Waste Biomass | 0.7 | 0.7 | IPP Non-CHP
58304 | Constellation Solar Maryland II LLC | 58329 | UMMS at Pocomoke | PV1 | Solar Photovoltaic | 2.8 | 2.8 | IPP Non-CHP
58309 | Radiance Solar LLC | 58354 | Radiance Solar 4 | 1 | Solar Photovoltaic | 1.5 | 1.5 | IPP Non-CHP
58309 | Radiance Solar LLC | 58355 | Radiance Solar 5 | 1 | Solar Photovoltaic | 1.5 | 1.5 | IPP Non-CHP
58313 | The Andersons Albion Ethanol LLC | 58330 | The Andersons Albion Ethanol LLC | 9611 | Natural Gas Steam Turbine | 2 | 0.2 | Industrial CHP
58315 | SSA Solar of CA 2 LLC | 57773 | Palo Verde College | 1 | Solar Photovoltaic | 1.2 | 1.2 | Commercial Non-CHP
58316 | SSA Solar of NJ LLC | 57776 | FedEx Woodbridge | 1 | Solar Photovoltaic | 2.4 | 2.4 | IPP Non-CHP
58318 | Haynes Farm LLC | 58332 | Haynes Farm | 1 | Solar Photovoltaic | 5 | 5 | IPP Non-CHP
58319 | Lenoir Farm LLC | 58333 | Lenoir Farm | 1 | Solar Photovoltaic | 5 | 5 | IPP Non-CHP
58320 | Lenoir Farm 2 LLC | 58334 | Lenoir Farm 2 | 1 | Solar Photovoltaic | 5 | 5 | IPP Non-CHP
58321 | Marshville Farm LLC | 58335 | Marshville Farm | 1 | Solar Photovoltaic | 5 | 5 | IPP Non-CHP
58322 | Mile Farm LLC | 58336 | Mile Farm | 1 | Solar Photovoltaic | 5 | 5 | IPP Non-CHP
58323 | Moore Solar Farm LLC | 58337 | Moore Solar Farm | 1 | Solar Photovoltaic | 5 | 5 | IPP Non-CHP
58324 | Moorings Farm LLC | 58338 | Moorings Farm | 1 | Solar Photovoltaic | 5 | 5 | IPP Non-CHP
58325 | New Bern Farm LLC | 58339 | New Bern Farm | 1 | Solar Photovoltaic | 5 | 5 | IPP Non-CHP
58326 | Roxboro Farm LLC | 58340 | Roxboro Farm | 1 | Solar Photovoltaic | 5 | 5 | IPP Non-CHP
58327 | White Cross Farm LLC | 58341 | White Cross Farm | 1 | Solar Photovoltaic | 5 | 5 | IPP Non-CHP
58328 | Wilson Farm 1 LLC | 58342 | Wilson Farm 1 | 1 | Solar Photovoltaic | 5 | 5 | IPP Non-CHP
58329 | Yanceyville Farm LLC | 58343 | Yanceyville Farm | 1 | Solar Photovoltaic | 5 | 5 | IPP Non-CHP
58330 | AM Best Farm | 58344 | AM Best Farm | 1 | Solar Photovoltaic | 5 | 5 | IPP Non-CHP
58331 | Mt Olive Farm 2 LLC | 58345 | Mt Olive Farm 2 | 1 | Solar Photovoltaic | 5 | 5 | IPP Non-CHP
58332 | Dibrell Farm LLC | 58346 | Dibrell Farm | 1 | Solar Photovoltaic | 5 | 5 | IPP Non-CHP
58333 | Rock Farm LLC | 58347 | Rock Farm | 1 | Solar Photovoltaic | 5 | 5 | IPP Non-CHP
58334 | Two Lines Farm LLC | 58348 | Two Lines Farm | 1 | Solar Photovoltaic | 5 | 5 | IPP Non-CHP
58335 | Bolton Farm LLC | 58349 | Bolton Farm | 1 | Solar Photovoltaic | 5 | 5 | IPP Non-CHP
58336 | McCallum Farm LLC | 58350 | McCallum Farm | 1 | Solar Photovoltaic | 5 | 5 | IPP Non-CHP
58337 | Lakeside Syracuse LLC | 10621 | CH Resources Syracuse | GEN1 | Natural Gas Fired Combined Cycle | 65.5 | 54.1 | IPP Non-CHP
58337 | Lakeside Syracuse LLC | 10621 | CH Resources Syracuse | GEN2 | Natural Gas Fired Combined Cycle | 37.2 | 31.8 | IPP Non-CHP
58338 | Lakeside Beaver Falls LLC | 10617 | CH Resources Beaver Falls | GEN1 | Natural Gas Fired Combined Cycle | 65.5 | 50.8 | IPP CHP
58338 | Lakeside Beaver Falls LLC | 10617 | CH Resources Beaver Falls | GEN2 | Natural Gas Fired Combined Cycle | 42.3 | 29.8 | IPP CHP
58340 | Tuscola Bay Wind LLC | 58351 | Tuscola Bay Wind | GE16 | Onshore Wind Turbine | 120 | 120 | IPP Non-CHP
58341 | Nippon Paper Industries USA | 58352 | NPI USA Cogeneration Plant | G-11 | Wood/Wood Waste Biomass | 20 | 20 | Industrial CHP
58353 | NextEra Energy Majestic Wind | 56648 | Majestic 1 Wind Farm | 1 | Onshore Wind Turbine | 79.5 | 79.5 | IPP Non-CHP
58353 | NextEra Energy Majestic Wind | 58363 | Majestic II Wind | WND1 | Onshore Wind Turbine | 79.6 | 79.6 | IPP Non-CHP
58355 | SPS Atwell Island LLC | 58366 | Atwell Island | 1 | Solar Photovoltaic | 20.2 | 20.2 | IPP Non-CHP
58358 | Light Beam Power Co LLC | 58370 | Gridley Main | GEN1 | Solar Photovoltaic | 1 | 1 | IPP Non-CHP
58358 | Light Beam Power Co LLC | 58371 | Gridley Main Two | GEN1 | Solar Photovoltaic | 2.5 | 2.5 | IPP Non-CHP
58360 | Blue Summit Wind LLC | 58372 | Blue Summit Wind LLC | GEN1 | Onshore Wind Turbine | 135.4 | 135.4 | IPP Non-CHP
58361 | Triton College | 58375 | Triton East and West Cogen | 1 | Natural Gas Internal Combustion Engine | 0.8 | 0.8 | Commercial Non-CHP
58361 | Triton College | 58375 | Triton East and West Cogen | 2 | Natural Gas Internal Combustion Engine | 0.8 | 0.8 | Commercial Non-CHP
58361 | Triton College | 58375 | Triton East and West Cogen | 3 | Natural Gas Internal Combustion Engine | 0.8 | 0.8 | Commercial Non-CHP
58361 | Triton College | 58375 | Triton East and West Cogen | 4 | Natural Gas Internal Combustion Engine | 0.8 | 0.8 | Commercial Non-CHP
58363 | Oakley Solar Project LLC | 58376 | Oakley Solar Project | 1 | Solar Photovoltaic | 1.5 | 1.5 | IPP Non-CHP
58365 | Petra Nova Power I LLC | 58378 | W.A. Parish Carbon Capture Plant | GT2 | Natural Gas Fired Combustion Turbine | 102.7 | 74 | IPP Non-CHP
58366 | Toro Energy of California SLO | 58379 | Cold Canyon 1 | W3998 | Landfill Gas | 1.5 | 1.5 | IPP Non-CHP
58368 | Doyon Utilities, LLC | 58380 | JBER Landfill Gas Power Plant | 1 | Landfill Gas | 2.3 | 1.4 | Commercial Non-CHP
58368 | Doyon Utilities, LLC | 58380 | JBER Landfill Gas Power Plant | 2 | Landfill Gas | 2.3 | 1.4 | Commercial Non-CHP
58368 | Doyon Utilities, LLC | 58380 | JBER Landfill Gas Power Plant | 3 | Landfill Gas | 2.3 | 1.4 | Commercial Non-CHP
58368 | Doyon Utilities, LLC | 58380 | JBER Landfill Gas Power Plant | 4 | Landfill Gas | 2.3 | 1.4 | Commercial Non-CHP
58368 | Doyon Utilities, LLC | 58380 | JBER Landfill Gas Power Plant | 5 | Landfill Gas | 2.3 | 1.4 | Commercial Non-CHP
58370 | TMF Biofuels, LLC | 58382 | Threemile Digester | GEN1 | Other Waste Biomass | 1.6 | 1.6 | IPP CHP
58370 | TMF Biofuels, LLC | 58382 | Threemile Digester | GEN2 | Other Waste Biomass | 1.6 | 1.6 | IPP CHP
58370 | TMF Biofuels, LLC | 58382 | Threemile Digester | GEN3 | Other Waste Biomass | 1.6 | 1.6 | IPP CHP
58372 | Riverside Investments LLC | 58384 | Fargo Drop | GEN1 | Conventional Hydroelectric | 1.1 | 1.1 | IPP Non-CHP
58373 | CU Solar LLC | 58386 | CU Solar Plant | CU | Solar Photovoltaic | 1.8 | 1.8 | IPP Non-CHP
58374 | CES Sterling LLC | 58387 | CES Sterling LLC | 1 | Solar Photovoltaic | 2.4 | 2 | IPP Non-CHP
58376 | IND Solar Farm | 58391 | IND Solar Farm 1st Phase | 1 | Solar Photovoltaic | 10 | 10 | IPP Non-CHP
58377 | MidAmerican Solar LLC | 58388 | Solar Star 1 | AVS1 | Solar Photovoltaic | 39 | 38 | IPP Non-CHP
58377 | MidAmerican Solar LLC | 58388 | Solar Star 1 | SS13 | Solar Photovoltaic | 58.5 | 57 | IPP Non-CHP
58377 | MidAmerican Solar LLC | 58388 | Solar Star 1 | SS15 | Solar Photovoltaic | 15 | 14.6 | IPP Non-CHP
58377 | MidAmerican Solar LLC | 58388 | Solar Star 1 | SS16 | Solar Photovoltaic | 64.5 | 62.9 | IPP Non-CHP
58377 | MidAmerican Solar LLC | 58389 | Solar Star 2 | AVS2 | Solar Photovoltaic | 19.5 | 19 | IPP Non-CHP
58377 | MidAmerican Solar LLC | 58389 | Solar Star 2 | SS21 | Solar Photovoltaic | 60 | 59 | IPP Non-CHP
58377 | MidAmerican Solar LLC | 58389 | Solar Star 2 | SS22 | Solar Photovoltaic | 55.5 | 55 | IPP Non-CHP
58377 | MidAmerican Solar LLC | 58389 | Solar Star 2 | SS23 | Solar Photovoltaic | 48 | 47 | IPP Non-CHP
58377 | MidAmerican Solar LLC | 58389 | Solar Star 2 | SS25 | Solar Photovoltaic | 52.5 | 52 | IPP Non-CHP
58378 | Jordan Hydroelectric LTD PTP | 58390 | Jordan Hydroelectric Project | EMOD | Conventional Hydroelectric | 2.2 | 2.2 | IPP Non-CHP
58378 | Jordan Hydroelectric LTD PTP | 58390 | Jordan Hydroelectric Project | WMOD | Conventional Hydroelectric | 2.2 | 2.2 | IPP Non-CHP
58382 | Ameresco Johnson Canyon LLC | 58397 | Ameresco Johnson Canyon | ENG1 | Landfill Gas | 1.4 | 1.4 | IPP Non-CHP
58383 | CH4 Biogas LLC | 58399 | Synergy Biogas | 1 | Other Waste Biomass | 1.4 | 1.2 | Commercial Non-CHP
58383 | CH4 Biogas LLC | 58921 | Napoleon Biogas | GEN1 | Other Waste Biomass | 1.4 | 1.2 | IPP Non-CHP
58383 | CH4 Biogas LLC | 58921 | Napoleon Biogas | GEN2 | Other Waste Biomass | 1.4 | 1.2 | IPP Non-CHP
58384 | Clemson University - Main Campus | 58400 | Central Energy Facility | GT01 | Natural Gas Fired Combustion Turbine | 5.5 | 4.7 | Commercial Non-CHP
58384 | Clemson University - Main Campus | 58400 | Central Energy Facility | GT02 | Natural Gas Fired Combustion Turbine | 4.5 | 2.5 | Commercial Non-CHP
58385 | SR Enterprise South LLC | 58401 | Volkswagen Solar System | 1 | Solar Photovoltaic | 9.6 | 7.9 | IPP Non-CHP
58387 | Solar Star New Jersey VI LLC | 58402 | Solar Star New Jersey NJ LLC | 1 | Solar Photovoltaic | 1.5 | 1.5 | IPP Non-CHP
58388 | Pantex (NNSA) | 58404 | Pantex | 1 | Onshore Wind Turbine | 11.5 | 11.5 | Commercial Non-CHP
58389 | Luther College Wind Energy Project LLC | 58407 | Luther College Wind Project | WTG01 | Onshore Wind Turbine | 1.6 | 1.6 | IPP Non-CHP
58412 | Headwaters Wind Farm LLC | 58416 | Headwaters Wind Farm LLC | 1 | Onshore Wind Turbine | 200 | 200 | IPP Non-CHP
58413 | Lone Valley Solar Park I LLC | 58417 | Lone Valley Solar Park I LLC | CP1 | Solar Photovoltaic | 10 | 10 | IPP Non-CHP
58416 | California State University, Northridge | 58422 | CSU Northridge Plant | 63 | Other Natural Gas | 0.3 | 0.3 | Commercial CHP
58416 | California State University, Northridge | 58422 | CSU Northridge Plant | 64 | Other Natural Gas | 0.3 | 0.3 | Commercial CHP
58416 | California State University, Northridge | 58422 | CSU Northridge Plant | 65 | Other Natural Gas | 0.3 | 0.3 | Commercial CHP
58416 | California State University, Northridge | 58422 | CSU Northridge Plant | 67 | Other Natural Gas | 0.3 | 0.3 | Commercial CHP
58416 | California State University, Northridge | 58422 | CSU Northridge Plant | B2PV | Solar Photovoltaic | 0.3 | 0.2 | Commercial CHP
58416 | California State University, Northridge | 58422 | CSU Northridge Plant | CP1 | Natural Gas Fired Combustion Turbine | 0.2 | 0.2 | Commercial CHP
58416 | California State University, Northridge | 58422 | CSU Northridge Plant | E6PV | Solar Photovoltaic | 0.2 | 0.1 | Commercial CHP
58418 | State Fair Community College | 58421 | Missouri Center for Waste to Energy | 320 | Landfill Gas | 1 | 1 | IPP Non-CHP
58418 | State Fair Community College | 58421 | Missouri Center for Waste to Energy | 420 | Landfill Gas | 1.4 | 1.4 | IPP Non-CHP
58420 | Harbor Wind LLC | 58424 | Harbor Wind LLC | 1 | Onshore Wind Turbine | 9 | 9 | IPP Non-CHP
58422 | Fire Island Wind LLC | 58425 | Fire Island Wind | WT1 | Onshore Wind Turbine | 18 | 18 | IPP Non-CHP
58425 | LSU and A&M College | 58428 | LSU Cogen | 1-02 | Natural Gas Fired Combustion Turbine | 19.6 | 19.6 | Commercial CHP
58426 | Sunshine Gas Producers LLC | 58429 | Sunshine Gas Producers | 1 | Landfill Gas | 4.6 | 4 | IPP Non-CHP
58426 | Sunshine Gas Producers LLC | 58429 | Sunshine Gas Producers | 2 | Landfill Gas | 4.6 | 4 | IPP Non-CHP
58426 | Sunshine Gas Producers LLC | 58429 | Sunshine Gas Producers | 3 | Landfill Gas | 4.6 | 4 | IPP Non-CHP
58426 | Sunshine Gas Producers LLC | 58429 | Sunshine Gas Producers | 4 | Landfill Gas | 4.6 | 4 | IPP Non-CHP
58426 | Sunshine Gas Producers LLC | 58429 | Sunshine Gas Producers | 5 | Landfill Gas | 4.6 | 4 | IPP Non-CHP
58427 | Centinela Solar Energy LLC | 58430 | Centinela Solar Energy | CSE1 | Solar Photovoltaic | 34.2 | 33.4 | IPP Non-CHP
58427 | Centinela Solar Energy LLC | 58430 | Centinela Solar Energy | CSE2 | Solar Photovoltaic | 26.6 | 25.6 | IPP Non-CHP
58427 | Centinela Solar Energy LLC | 58430 | Centinela Solar Energy | CSE3 | Solar Photovoltaic | 34.2 | 33.4 | IPP Non-CHP
58427 | Centinela Solar Energy LLC | 58430 | Centinela Solar Energy | CSE4 | Solar Photovoltaic | 34.2 | 33.4 | IPP Non-CHP
58427 | Centinela Solar Energy LLC | 58430 | Centinela Solar Energy | CSE5 | Solar Photovoltaic | 19 | 18.6 | IPP Non-CHP
58427 | Centinela Solar Energy LLC | 58430 | Centinela Solar Energy | CSE6 | Solar Photovoltaic | 26.6 | 25.6 | IPP Non-CHP
58428 | UT West Tennessee Solar Farm | 58431 | West Tennessee Solar Farm | SNVA | Solar Photovoltaic | 4.2 | 4.2 | IPP Non-CHP
58429 | Houweling's Tomatoes | 58432 | Houweling Nurseries | COG1 | Natural Gas Internal Combustion Engine | 4.4 | 4.4 | IPP CHP
58429 | Houweling's Tomatoes | 58432 | Houweling Nurseries | COG2 | Natural Gas Internal Combustion Engine | 4.4 | 4.4 | IPP CHP
58429 | Houweling's Tomatoes | 58432 | Houweling Nurseries | COG3 | Natural Gas Internal Combustion Engine | 4.4 | 4.4 | IPP CHP
58430 | Gamesa Wind US LLC | 58441 | Swauk Wind LLC | SW | Onshore Wind Turbine | 4.3 | 4.3 | IPP Non-CHP
58431 | Ameresco Vasco Road, LLC | 58435 | Ameresco Vasco Road | ENG1 | Landfill Gas | 2.2 | 2.1 | IPP Non-CHP
58431 | Ameresco Vasco Road, LLC | 58435 | Ameresco Vasco Road | ENG2 | Landfill Gas | 2.2 | 2.1 | IPP Non-CHP
58432 | Ameresco San Joaquin, LLC | 58436 | Ameresco San Joaquin | ENG1 | Landfill Gas | 2.2 | 2.1 | IPP Non-CHP
58432 | Ameresco San Joaquin, LLC | 58436 | Ameresco San Joaquin | ENG2 | Landfill Gas | 2.2 | 2.1 | IPP Non-CHP
58433 | Ameresco Forward, LLC | 58437 | Ameresco Forward | ENG1 | Landfill Gas | 2.2 | 2.1 | IPP Non-CHP
58433 | Ameresco Forward, LLC | 58437 | Ameresco Forward | ENG2 | Landfill Gas | 2.2 | 2.1 | IPP Non-CHP
58434 | City of Spearfish | 58438 | Spearfish Hydro | TURB1 | Conventional Hydroelectric | 2 | 2 | Electric Utility
58434 | City of Spearfish | 58438 | Spearfish Hydro | TURB2 | Conventional Hydroelectric | 2 | 2 | Electric Utility
58435 | Collinwood BioEnergy | 58439 | Collinwood BioEnergy Facility | CBE01 | Other Waste Biomass | 1 | 1 | Industrial Non-CHP
58437 | ACI Energy Partners LLC | 58442 | ACI Energy Partners LLC | GEN1 | Natural Gas Fired Combustion Turbine | 7.8 | 7.5 | IPP CHP
58438 | Sunstream Energy LLC | 58443 | Martin Limestone Solar Array | GEN1 | Solar Photovoltaic | 1 | 1 | IPP Non-CHP
58439 | Junction Hilltop Management LLC | 58444 | Junction Hilltop Wind Farm | JHW | Onshore Wind Turbine | 8 | 8 | IPP Non-CHP
58440 | CD US Solar MT 2 LLC | 58445 | Arrache 4006 | 1 | Solar Photovoltaic | 1 | 1 | IPP Non-CHP
58440 | CD US Solar MT 2 LLC | 58445 | Arrache 4006 | 2 | Solar Photovoltaic | 1 | 1 | IPP Non-CHP
58440 | CD US Solar MT 2 LLC | 58446 | Arrache 4013 | 1 | Solar Photovoltaic | 1.5 | 1.5 | IPP Non-CHP
58440 | CD US Solar MT 2 LLC | 58447 | Arrache 8083 | 1 | Solar Photovoltaic | 1.5 | 1.5 | IPP Non-CHP
58440 | CD US Solar MT 2 LLC | 58447 | Arrache 8083 | 2 | Solar Photovoltaic | 1.5 | 1.5 | IPP Non-CHP
58440 | CD US Solar MT 2 LLC | 58447 | Arrache 8083 | 3 | Solar Photovoltaic | 1 | 1 | IPP Non-CHP
58440 | CD US Solar MT 2 LLC | 58448 | Nunn | 1 | Solar Photovoltaic | 1 | 1 | IPP Non-CHP
58440 | CD US Solar MT 2 LLC | 58449 | Rutan | 1 | Solar Photovoltaic | 1.5 | 1.5 | IPP Non-CHP
58440 | CD US Solar MT 2 LLC | 58449 | Rutan | 2 | Solar Photovoltaic | 1.5 | 1.5 | IPP Non-CHP
58440 | CD US Solar MT 2 LLC | 58449 | Rutan | 3 | Solar Photovoltaic | 1 | 1 | IPP Non-CHP
58440 | CD US Solar MT 2 LLC | 58450 | Vinam | 1 | Solar Photovoltaic | 1.5 | 1.5 | IPP Non-CHP
58440 | CD US Solar MT 2 LLC | 58451 | Ma | 1 | Solar Photovoltaic | 1.5 | 1.5 | IPP Non-CHP
58440 | CD US Solar MT 2 LLC | 58452 | Horn | 1 | Solar Photovoltaic | 1.5 | 1.5 | IPP Non-CHP
58440 | CD US Solar MT 2 LLC | 58454 | Watts 3115 | 1 | Solar Photovoltaic | 1.5 | 1.5 | IPP Non-CHP
58440 | CD US Solar MT 2 LLC | 58454 | Watts 3115 | 2 | Solar Photovoltaic | 0.5 | 0.5 | IPP Non-CHP
58440 | CD US Solar MT 2 LLC | 59178 | Franklin 1 | KRS04 | Solar Photovoltaic | 3 | 3 | IPP Non-CHP
58440 | CD US Solar MT 2 LLC | 59179 | Franklin 2 | KRS05 | Solar Photovoltaic | 4 | 4 | IPP Non-CHP
58440 | CD US Solar MT 2 LLC | 59394 | Grafton Solar | KRS03 | Solar Photovoltaic | 1.5 | 1.5 | IPP Non-CHP
58442 | Dixon Dairy Road | 58453 | Dixon Dairy Road Solar | 1 | Solar Photovoltaic | 4 | 4 | IPP Non-CHP
58444 | Cumberland Rose Wind Energy, LLC | 58456 | Cumberland Rose | 1 | Onshore Wind Turbine | 1.6 | 1.6 | IPP Non-CHP
58445 | Forward Fontanelle Power, LLC | 58457 | Fontanelle | 1 | Onshore Wind Turbine | 1.6 | 1.6 | IPP Non-CHP
58446 | Greenfield Wind Power, LLC | 58458 | Greenfield Wind | 1 | Onshore Wind Turbine | 1.6 | 1.6 | Electric Utility
58447 | Meadow Ridge Wind Energy, LLC | 58459 | Meadow Ridge | 1 | Onshore Wind Turbine | 1.6 | 1.6 | IPP Non-CHP
58448 | Sky Volt, LLC | 58460 | Sky Volt | 1 | Onshore Wind Turbine | 1.6 | 1.6 | IPP Non-CHP
58449 | Wiota Wind Energy, LLC #1 | 58461 | Wiota | 1 | Onshore Wind Turbine | 1.6 | 1.6 | IPP Non-CHP
58452 | SMECO Solar LLC | 58463 | Herbert Farm Solar | 1 | Solar Photovoltaic | 5.5 | 5.5 | Electric Utility
58453 | AltaGas Blythe Operations Inc | 55295 | Blythe Energy Inc | CT1 | Natural Gas Fired Combined Cycle | 182 | 156.5 | IPP Non-CHP
58453 | AltaGas Blythe Operations Inc | 55295 | Blythe Energy Inc | CT2 | Natural Gas Fired Combined Cycle | 182 | 156.5 | IPP Non-CHP
58453 | AltaGas Blythe Operations Inc | 55295 | Blythe Energy Inc | ST1 | Natural Gas Fired Combined Cycle | 227 | 201 | IPP Non-CHP
58459 | C-Drop | 58470 | C-Drop Hydro | GEN1 | Conventional Hydroelectric | 1.1 | 1.1 | IPP Non-CHP
58460 | Buena Vista Biomass LLC | 58472 | Buena Vista Biomass Power | 1 | Wood/Wood Waste Biomass | 22.5 | 17.8 | IPP Non-CHP
58461 | Buffalo Dunes Wind Project LLC | 58474 | Buffalo Dunes Wind Project | GE1 | Onshore Wind Turbine | 249.8 | 249.8 | IPP Non-CHP
58462 | Battery Utility of Ohio LLC | 58475 | Battery Utility of Ohio | BOU | Batteries | 4 | 4 | IPP Non-CHP
58463 | Dart Container Corp | 58476 | Dart Container Corp | LFGT1 | Landfill Gas | 5.6 | 4.6 | Industrial CHP
58463 | Dart Container Corp | 58476 | Dart Container Corp | LFGT2 | Landfill Gas | 5.6 | 4.6 | Industrial CHP
58464 | City of Las Vegas | 58477 | Las Vegas WPCF Solar Plant | 1 | Solar Photovoltaic | 3.3 | 3.3 | IPP Non-CHP
58465 | Green States Energy, Inc. | 58097 | Green Meadows | 1 | Solar Photovoltaic | 3.5 | 3.5 | IPP Non-CHP
58465 | Green States Energy, Inc. | 58479 | SEV NM Phase 2 | NMP2 | Solar Photovoltaic | 2 | 1.4 | IPP Non-CHP
58465 | Green States Energy, Inc. | 58576 | GSE NM1 | NMP1 | Solar Photovoltaic | 2.3 | 1.7 | IPP Non-CHP
58466 | SunEnergy1 | 58480 | Plymouth Solar LLC | 1 | Solar Photovoltaic | 5 | 5 | IPP Non-CHP
58466 | SunEnergy1 | 58799 | Pamlico Partners Solar | 1 | Solar Photovoltaic | 5 | 5.5 | IPP Non-CHP
58467 | SSA Solar of CO 1, LLC | 58481 | CSU Pueblo | CSU1 | Solar Photovoltaic | 1 | 1 | Commercial Non-CHP
58468 | Dominion Renewable Energy | 58482 | Azalea Solar, LLC | 1 | Solar Photovoltaic | 7.7 | 7.7 | IPP Non-CHP
58468 | Dominion Renewable Energy | 58551 | Bridgeport Fuel Cell Park | 1 | Other Natural Gas | 14.9 | 14.9 | IPP Non-CHP
58468 | Dominion Renewable Energy | 58552 | Indy Solar I, LLC | 1 | Solar Photovoltaic | 10 | 10.1 | IPP Non-CHP
58468 | Dominion Renewable Energy | 58553 | Indy Solar III, LLC | 1 | Solar Photovoltaic | 8.6 | 8.6 | IPP Non-CHP
58468 | Dominion Renewable Energy | 58554 | Somers Solar Center, LLC | 1 | Solar Photovoltaic | 5 | 5 | IPP Non-CHP
58468 | Dominion Renewable Energy | 58556 | Indy Solar II, LLC | 1 | Solar Photovoltaic | 10.1 | 10.1 | IPP Non-CHP
58468 | Dominion Renewable Energy | 58983 | RE Camelot LLC | 1 | Solar Photovoltaic | 45 | 45 | IPP Non-CHP
58468 | Dominion Renewable Energy | 58984 | RE Adams East, LLC | 1 | Solar Photovoltaic | 19 | 19 | IPP Non-CHP
58468 | Dominion Renewable Energy | 58985 | RE Kansas Solar, LLC | 1 | Solar Photovoltaic | 20 | 20 | IPP Non-CHP
58468 | Dominion Renewable Energy | 58986 | RE Old River One, LLC | 1 | Solar Photovoltaic | 20 | 20 | IPP Non-CHP
58468 | Dominion Renewable Energy | 58990 | RE Columbia Two, LLC | 1 | Solar Photovoltaic | 15 | 15 | IPP Non-CHP
58468 | Dominion Renewable Energy | 58991 | RE Kent South, LLC | 1 | Solar Photovoltaic | 20 | 20 | IPP Non-CHP
58468 | Dominion Renewable Energy | 59184 | Mulberry Farm LLC | PV1 | Solar Photovoltaic | 15.8 | 15.8 | IPP Non-CHP
58468 | Dominion Renewable Energy | 59188 | Selmer Farm LLC | PV1 | Solar Photovoltaic | 15.8 | 15.8 | IPP Non-CHP
58468 | Dominion Renewable Energy | 59443 | TA-Acacia, LLC | WAS1 | Solar Photovoltaic | 20 | 20 | IPP Non-CHP
58469 | Tinton Falls Solar | 58483 | Tinton Falls Solar Farm | UNIT1 | Solar Photovoltaic | 16 | 16 | IPP Non-CHP
58471 | SDD Solar Project 4, LLC | 58485 | Upson Rocky Creek Solar Plant | PV1 | Solar Photovoltaic | 1 | 1 | IPP Non-CHP
58472 | MAS ASB Cogen LLC | 58484 | MAS ASB Cogen Plant | 1 | Landfill Gas | 2.2 | 2.2 | Industrial Non-CHP
58472 | MAS ASB Cogen LLC | 58484 | MAS ASB Cogen Plant | 2 | Landfill Gas | 2.2 | 2.2 | Industrial Non-CHP
58472 | MAS ASB Cogen LLC | 58484 | MAS ASB Cogen Plant | 3 | Landfill Gas | 2.2 | 2.2 | Industrial Non-CHP
58473 | NVT LICENSES, LLC | 58486 | Picture Rocks Solar, LLC | 1 | Solar Photovoltaic | 20 | 20 | IPP Non-CHP
58473 | NVT LICENSES, LLC | 58488 | Bryan Solar, LLC | 1 | Solar Photovoltaic | 10 | 10 | IPP Non-CHP
58473 | NVT LICENSES, LLC | 59744 | Lakeland Electric Co. (FL)-Airport 1 | 1 | Solar Photovoltaic | 2.7 | 2.7 | IPP Non-CHP
58473 | NVT LICENSES, LLC | 59749 | UMES (MD) - Princess Anne | 1 | Solar Photovoltaic | 2.2 | 2.1 | IPP Non-CHP
58473 | NVT LICENSES, LLC | 59750 | Bourne (MA) - Holliston I | 1 | Solar Photovoltaic | 2.9 | 2.4 | IPP Non-CHP
58473 | NVT LICENSES, LLC | 59754 | Lakeland Electric Co. (FL) - Aiport II | 1 | Solar Photovoltaic | 3.5 | 3.8 | IPP Non-CHP
58477 | O2energies, Inc. | 58491 | Sandy Cross Solar, LLC | SANDY | Solar Photovoltaic | 1.2 | 1.2 | IPP Non-CHP
58477 | O2energies, Inc. | 58492 | Ararat Rock Solar, LLC | ARARR | Solar Photovoltaic | 3.5 | 3.5 | IPP Non-CHP
58477 | O2energies, Inc. | 58493 | Progress Solar 1, LLC | PRO1 | Solar Photovoltaic | 4 | 4 | IPP Non-CHP
58477 | O2energies, Inc. | 58494 | Progress Solar II, LLC | PROG2 | Solar Photovoltaic | 3.5 | 3.5 | IPP Non-CHP
58477 | O2energies, Inc. | 58495 | Progress Solar III, LLC | PROG3 | Solar Photovoltaic | 3.5 | 3.5 | IPP Non-CHP
58477 | O2energies, Inc. | 58668 | Rockwell Solar LLC | ROCKW | Solar Photovoltaic | 3.5 | 3.5 | IPP Non-CHP
58477 | O2energies, Inc. | 58674 | Cirrus Solar LLC | CIRRU | Solar Photovoltaic | 5 | 5 | IPP Non-CHP
58477 | O2energies, Inc. | 58675 | Chocowinity Solar LLC | CHOCO | Solar Photovoltaic | 5 | 5 | IPP Non-CHP
58478 | RE Rosamond One LLC | 58498 | Rosamond One | RONE | Solar Photovoltaic | 20 | 20 | IPP Non-CHP
58479 | RE Rosamond Two LLC | 58499 | Rosamond Two | RTWO | Solar Photovoltaic | 20 | 20 | IPP Non-CHP
58480 | RE Rio Grande, LLC | 58500 | Rio Grande Solar | RIO | Solar Photovoltaic | 5 | 5 | IPP Non-CHP
58481 | RE Gillespie 1 LLC | 58501 | Gillespie 1 | GILL1 | Solar Photovoltaic | 15 | 15 | IPP Non-CHP
58482 | RE Columbia 3 LLC | 58502 | Columbia 3 | COL3 | Solar Photovoltaic | 10 | 10 | IPP Non-CHP
58485 | Rutgers, The State University of NJ | 58504 | Livingston Solar Farm | LVSF | Solar Photovoltaic | 1.2 | 1.2 | Commercial Non-CHP
58485 | Rutgers, The State University of NJ | 58505 | Livingston Solar Canopies | LVSC | Solar Photovoltaic | 6.6 | 6.4 | Commercial Non-CHP
58486 | Chuckawalla Solar LLC | 58506 | Chuckawalla Solar | 0937 | Solar Photovoltaic | 4 | 4 | IPP Non-CHP
58487 | Montefiore Medical Center Moses Division | 58507 | Montefieor Medical Center Moses Division | ES006 | Natural Gas Fired Combustion Turbine | 3.5 | 3.5 | Commercial CHP
58487 | Montefiore Medical Center Moses Division | 58507 | Montefieor Medical Center Moses Division | S0001 | Natural Gas Internal Combustion Engine | 1.6 | 1.2 | Commercial CHP
58487 | Montefiore Medical Center Moses Division | 58507 | Montefieor Medical Center Moses Division | S0002 | Natural Gas Internal Combustion Engine | 1.6 | 1.2 | Commercial CHP
58487 | Montefiore Medical Center Moses Division | 58507 | Montefieor Medical Center Moses Division | S0003 | Natural Gas Internal Combustion Engine | 1.6 | 1.2 | Commercial CHP
58488 | Alaska Environmental Power | 58511 | Delta Wind Farm | EWT1 | Onshore Wind Turbine | 0.9 | 0.9 | IPP Non-CHP
58488 | Alaska Environmental Power | 58511 | Delta Wind Farm | EWT2 | Onshore Wind Turbine | 0.9 | 0.9 | IPP Non-CHP
58488 | Alaska Environmental Power | 58511 | Delta Wind Farm | NW1 | Onshore Wind Turbine | 0.1 | 0.1 | IPP Non-CHP
58489 | OCI Solar Power | 58512 | Cornerstone Power Vineland I LLC | PV1 | Solar Photovoltaic | 3.1 | 3.1 | IPP Non-CHP
58489 | OCI Solar Power | 58536 | Cornerstone Power Holmdel LLC | 1 | Solar Photovoltaic | 3 | 3 | IPP Non-CHP
58489 | OCI Solar Power | 58537 | OCI Alamo Solar I | 1 | Solar Photovoltaic | 40.7 | 40.7 | IPP Non-CHP
58489 | OCI Solar Power | 58716 | OCI Alamo 2, LLC | 1 | Solar Photovoltaic | 4.4 | 4.4 | IPP Non-CHP
58489 | OCI Solar Power | 59204 | OCI Alamo 3 LLC | OCIA3 | Solar Photovoltaic | 5.5 | 5.5 | IPP Non-CHP
58490 | Ironwood Solar LLC | 58513 | Ironwood Solar LLC | 0937 | Solar Photovoltaic | 4 | 4 | IPP Non-CHP
58491 | Constellation NewEnergy, Inc | 58516 | Union HS at Casa Grande | PV1 | Solar Photovoltaic | 1.6 | 1.6 | IPP Non-CHP
58491 | Constellation NewEnergy, Inc | 58517 | Vista Grande HS at Casa Grande | PV1 | Solar Photovoltaic | 1.8 | 1.4 | IPP Non-CHP
58491 | Constellation NewEnergy, Inc | 58550 | Owens Corning at Bethlehem | PV1 | Solar Photovoltaic | 2.7 | 1.8 | IPP Non-CHP
58492 | Chattanooga Metropolitan Airport | 58515 | Chattanooga Metropolitan Airport Solar | GEN1 | Solar Photovoltaic | 1 | 0.7 | Commercial Non-CHP
58492 | Chattanooga Metropolitan Airport | 58515 | Chattanooga Metropolitan Airport Solar | GEN2 | Solar Photovoltaic | 1.1 | 0.8 | Commercial Non-CHP
58494 | WSACC | 58518 | WSACC Power Generation Facility | 1 | Other Waste Biomass | 1.9 | 0.8 | IPP Non-CHP
58495 | Syncarpha Alethea I, LLC | 58519 | Alethea I | 1 | Solar Photovoltaic | 2.8 | 2.8 | IPP Non-CHP
58498 | F H Stoltze Land & Lumber Co | 58523 | Stoltze CoGen1 | STL2 | Wood/Wood Waste Biomass | 3.8 | 3 | Industrial Non-CHP
58499 | NRSF OPCO LLC | 58524 | Neuse River Solar Farm | 1 | Solar Photovoltaic | 1.1 | 1.1 | IPP Non-CHP
58500 | City of Hayward | 58525 | City of Hayward WWTP | 1 | Solar Photovoltaic | 1 | 1 | IPP Non-CHP
58501 | Five Crowns Inc | 58527 | Crown Cooling Facility | 1 | Solar Photovoltaic | 1 | 1 | Industrial Non-CHP
58502 | Uwharrie Mountain Renewable Energy, LLC | 58526 | Uwharrie Mountain Renewable | 1 | Landfill Gas | 1.6 | 1.6 | IPP Non-CHP
58502 | Uwharrie Mountain Renewable Energy, LLC | 58526 | Uwharrie Mountain Renewable | 2 | Landfill Gas | 1.6 | 1.6 | IPP Non-CHP
58502 | Uwharrie Mountain Renewable Energy, LLC | 58526 | Uwharrie Mountain Renewable | 3 | Landfill Gas | 1.6 | 1.6 | IPP Non-CHP
58502 | Uwharrie Mountain Renewable Energy, LLC | 58526 | Uwharrie Mountain Renewable | 4 | Landfill Gas | 1.6 | 1.6 | IPP Non-CHP
58502 | Uwharrie Mountain Renewable Energy, LLC | 58526 | Uwharrie Mountain Renewable | 5 | Landfill Gas | 1.6 | 1.6 | IPP Non-CHP
58502 | Uwharrie Mountain Renewable Energy, LLC | 58526 | Uwharrie Mountain Renewable | 6 | Landfill Gas | 1.6 | 1.6 | IPP Non-CHP
58503 | Garnet Solar Power Station 1 LLC | 58528 | Garnet Solar Power Station 1 LLC | WDT44 | Solar Photovoltaic | 4 | 4 | IPP Non-CHP
58504 | North Carolina Solar II, LLC | 58531 | North Carolina Solar Bethea I | P22A | Solar Photovoltaic | 0.5 | 0.5 | IPP Non-CHP
58504 | North Carolina Solar II, LLC | 58531 | North Carolina Solar Bethea I | P22B | Solar Photovoltaic | 0.5 | 0.5 | IPP Non-CHP
58505 | North Carolina Solar I, LLC | 58529 | Progress Manis I | P11A | Solar Photovoltaic | 0.5 | 0.5 | IPP Non-CHP
58505 | North Carolina Solar I, LLC | 58529 | Progress Manis I | P11B | Solar Photovoltaic | 0.5 | 0.5 | IPP Non-CHP
58506 | Westford Solar Park | 58534 | Westford Solar Park | 1 | Solar Photovoltaic | 4 | 4 | IPP Non-CHP
58507 | Solar Star Arizona III LLC | 58539 | Lake Pleasant WTP | 1 | Solar Photovoltaic | 6.5 | 1.6 | Commercial Non-CHP
58508 | Carolina Solar Energy II LLC | 58538 | PCSP3 Airport | 3 | Solar Photovoltaic | 2.5 | 2.5 | IPP Non-CHP
58509 | Affordable Solar Silver City, LLC | 58540 | Silver City WWTP PV Project | PV-1 | Solar Photovoltaic | 1 | 1 | IPP Non-CHP
58511 | SunGen Sharon 1 LLC | 58541 | SunGen Sharon 1 LLC | 1 | Solar Photovoltaic | 1.8 | 1.8 | IPP Non-CHP
58514 | Gilbert Solar Facility I, LLC | 58543 | Gilbert Solar Facility I, LLC | 1 | Solar Photovoltaic | 2.5 | 2.5 | IPP Non-CHP
58515 | NextEra Energy Mountain View Solar | 58544 | Mountain View Solar | 1 | Solar Photovoltaic | 20 | 20 | IPP Non-CHP
58517 | SWG Arapahoe, LLC | 55200 | Arapahoe Combustion Turbine Project | UN5 | Natural Gas Fired Combined Cycle | 71.1 | 39 | IPP Non-CHP
58517 | SWG Arapahoe, LLC | 55200 | Arapahoe Combustion Turbine Project | UN6 | Natural Gas Fired Combined Cycle | 71.1 | 39 | IPP Non-CHP
58517 | SWG Arapahoe, LLC | 55200 | Arapahoe Combustion Turbine Project | UN7 | Natural Gas Fired Combined Cycle | 51.8 | 44.5 | IPP Non-CHP
58518 | NRG Solar Community 1 LLC | 58545 | Community Solar 1 | 1 | Solar Photovoltaic | 5.7 | 5.7 | IPP Non-CHP
58519 | Clean Energy Collective LLC | 58547 | SMPA Solar 1 | 1 | Solar Photovoltaic | 1 | 1 | IPP Non-CHP
58520 | Huerfano River Wind, LLC | 58548 | Huerfano River Wind | WTG1 | Onshore Wind Turbine | 2 | 2 | IPP Non-CHP
58520 | Huerfano River Wind, LLC | 58548 | Huerfano River Wind | WTG2 | Onshore Wind Turbine | 2 | 2 | IPP Non-CHP
58520 | Huerfano River Wind, LLC | 58548 | Huerfano River Wind | WTG3 | Onshore Wind Turbine | 2 | 2 | IPP Non-CHP
58520 | Huerfano River Wind, LLC | 58548 | Huerfano River Wind | WTG4 | Onshore Wind Turbine | 2 | 2 | IPP Non-CHP
58521 | University of Wisconsin Oshkosh Foundation | 58555 | Oshkosh Foundation Rosedale Biodigester LLC | 95100 | Other Waste Biomass | 1.4 | 1.4 | IPP Non-CHP
58523 | Enerdyne Power Systems Inc | 56951 | Enoree Phase II Landfill Gas Recovery | 1 | Landfill Gas | 1.6 | 1.5 | IPP Non-CHP
58523 | Enerdyne Power Systems Inc | 56951 | Enoree Phase II Landfill Gas Recovery | 2 | Landfill Gas | 1.6 | 1.5 | IPP Non-CHP
58523 | Enerdyne Power Systems Inc | 57489 | Oak Grove Gas Producers | G1 | Landfill Gas | 1.6 | 1.5 | IPP Non-CHP
58523 | Enerdyne Power Systems Inc | 57489 | Oak Grove Gas Producers | G2 | Landfill Gas | 2 | 1.9 | IPP Non-CHP
58523 | Enerdyne Power Systems Inc | 58558 | Onslow Power Producers | GEN1 | Landfill Gas | 2 | 1.9 | IPP Non-CHP
58523 | Enerdyne Power Systems Inc | 58559 | BiCounty Gas Producers LLC | GEN1 | Landfill Gas | 1 | 0.9 | IPP Non-CHP
58523 | Enerdyne Power Systems Inc | 58559 | BiCounty Gas Producers LLC | GEN2 | Landfill Gas | 2 | 1.9 | IPP Non-CHP
58523 | Enerdyne Power Systems Inc | 59310 | Black Oak Power Producers, LLC | GEN1 | Landfill Gas | 2 | 1.9 | IPP Non-CHP
58523 | Enerdyne Power Systems Inc | 59310 | Black Oak Power Producers, LLC | GEN2 | Landfill Gas | 2 | 1.9 | IPP Non-CHP
58524 | South Boston Energy LLC | 58560 | Halifax County Biomass | STG1 | Wood/Wood Waste Biomass | 49.9 | 44.3 | IPP Non-CHP
58526 | Hometown Bio Energy LLC | 58563 | Hometown Bio Energy LLC | HTBE | Other Waste Biomass | 8 | 7.6 | IPP CHP
58527 | Gettysburg Energy and Nutrient Rec Facility LLC | 58565 | Gettysburg Energy & Nutrient Rec Facility | GENRF | Other Waste Biomass | 3.3 | 2.5 | IPP Non-CHP
58528 | NextEra Energy Operating Services LLC | 56093 | TransAlta Wyoming Wind | GE15 | Onshore Wind Turbine | 144 | 144 | IPP Non-CHP
58534 | Brayton Point Energy LLC | 1619 | Brayton Point | 1 | Conventional Steam Coal | 241 | 236.1 | IPP Non-CHP
58534 | Brayton Point Energy LLC | 1619 | Brayton Point | 2 | Conventional Steam Coal | 241 | 238.6 | IPP Non-CHP
58534 | Brayton Point Energy LLC | 1619 | Brayton Point | 3 | Conventional Steam Coal | 642.6 | 596.3 | IPP Non-CHP
58534 | Brayton Point Energy LLC | 1619 | Brayton Point | 4 | Petroleum Liquids | 475.5 | 434 | IPP Non-CHP
58535 | Eagle Valley Clean Energy LLC | 58574 | Eagle Valley Clean Energy LLC Biomass | 01 | Wood/Wood Waste Biomass | 11.3 | 11.3 | IPP Non-CHP
58536 | Smithfield-Farmland Packaged Food Group | 58575 | Smithfield Farmland Kinston | 1 | Petroleum Liquids | 2.3 | 2.3 | Industrial CHP
58536 | Smithfield-Farmland Packaged Food Group | 58575 | Smithfield Farmland Kinston | 2 | Petroleum Liquids | 2.3 | 2.3 | Industrial CHP
58536 | Smithfield-Farmland Packaged Food Group | 58575 | Smithfield Farmland Kinston | 3 | Petroleum Liquids | 2.3 | 2.3 | Industrial CHP
58536 | Smithfield-Farmland Packaged Food Group | 58575 | Smithfield Farmland Kinston | 4 | Petroleum Liquids | 2.3 | 2.3 | Industrial CHP
58537 | Fresh Air Energy IV LLC | 58578 | Sonora 1 | SON1 | Solar Photovoltaic | 1.5 | 1.5 | IPP Non-CHP
58539 | Pheasant Run Wind LLC | 58580 | Pheasant Run Wind LLC | 1 | Onshore Wind Turbine | 74.8 | 74.8 | IPP Non-CHP
58540 | California PV Energy LLC | 58581 | Oltmans SCE at Champagne | 1 | Solar Photovoltaic | 1 | 1 | IPP Non-CHP
58540 | California PV Energy LLC | 58582 | Oltmans SCE at Jurupa | 1 | Solar Photovoltaic | 1.5 | 1.5 | IPP Non-CHP
58540 | California PV Energy LLC | 59283 | California PV Energy at ISD WWTP | W4236 | Solar Photovoltaic | 1 | 1 | IPP Non-CHP
58541 | Forbes Street Solar, LLC | 58583 | Forbes Street Solar | FSS1 | Solar Photovoltaic | 3 | 3 | IPP Non-CHP
58542 | Trustees of Princeton University | 58584 | Princeton University Cogeneration | GT1 | Natural Gas Fired Combustion Turbine | 15.5 | 15.5 | Commercial CHP
58542 | Trustees of Princeton University | 58584 | Princeton University Cogeneration | PV1 | Solar Photovoltaic | 4.5 | 4.5 | Commercial CHP
58544 | Sierra Nevada Brewing Co | 58585 | Sierra Nevada Brewing Co | FCE | Other Natural Gas | 1 | 1 | Industrial CHP
58544 | Sierra Nevada Brewing Co | 58585 | Sierra Nevada Brewing Co | SOLR | Solar Photovoltaic | 1.7 | 1.4 | Industrial CHP
58545 | Tuscola Wind II LLC | 58587 | Tuscola Wind II LLC | 1 | Onshore Wind Turbine | 100.3 | 100.3 | IPP Non-CHP
58546 | Cascade Solar LLC | 58590 | Cascade Solar | 1 | Solar Photovoltaic | 18.5 | 18.5 | IPP Non-CHP
58547 | Port of Tillamook Bay | 58591 | POTB Digester | GEN1 | Other Waste Biomass | 1 | 1 | Electric Utility
58548 | State of CA DGS BPM | 58593 | DGS Central Utility Plant | BS1 | Petroleum Liquids | 0.6 | 0.6 | Commercial CHP
58548 | State of CA DGS BPM | 58593 | DGS Central Utility Plant | EM1 | Petroleum Liquids | 0.4 | 0.4 | Commercial CHP
58548 | State of CA DGS BPM | 58593 | DGS Central Utility Plant | STG | Natural Gas Steam Turbine | 2.9 | 2.9 | Commercial CHP
58549 | County of Alameda GSA | 58625 | Santa Rita Jail | SRJBA | Batteries | 2 | 2 | IPP Non-CHP
58550 | Indeck Energy-Alexandria, LLC | 58595 | Indeck Energy-Alexandria | GEN1 | Wood/Wood Waste Biomass | 16 | 15.2 | IPP Non-CHP
58551 | Steele Flats Wind Project LLC | 58594 | Steele Flats Wind Project LLC | 1 | Onshore Wind Turbine | 74.8 | 74.8 | IPP Non-CHP
58553 | PAR Petroleum | 10093 | Tesoro Hawaii | GEN1 | Petroleum Liquids | 20 | 20 | Industrial CHP
58555 | The University of Utah | 58597 | HTW Plant 303 COGEN | CGN1 | Natural Gas Fired Combustion Turbine | 7.4 | 5.6 | Commercial CHP
58564 | Paramount Group Inc | 58607 | One Market Plaza | 1 | Natural Gas Internal Combustion Engine | 0.5 | 0.5 | Commercial CHP
58564 | Paramount Group Inc | 58607 | One Market Plaza | 2 | Natural Gas Internal Combustion Engine | 0.5 | 0.5 | Commercial CHP
58564 | Paramount Group Inc | 58607 | One Market Plaza | 3 | Natural Gas Internal Combustion Engine | 0.5 | 0.5 | Commercial CHP
58566 | Abengoa Bioenergy Biomass of Kansas | 58613 | ABBK Biomass Plant | STG | Other Waste Biomass | 21.9 | 6 | Industrial CHP
58567 | Blue Renewable Energy IMS, LLC | 58615 | Indianapolis Motor Speedway Solar PV | IMS | Solar Photovoltaic | 9 | 9 | IPP Non-CHP
58568 | Westlands Solar Farms, LLC | 58616 | Westlands Solar PV Farm | WSF1 | Solar Photovoltaic | 18 | 18 | IPP Non-CHP
58569 | City of Rochester | 58617 | Water Reclamation Plant | GEN1 | Other Waste Biomass | 1 | 0.3 | Commercial CHP
58569 | City of Rochester | 58617 | Water Reclamation Plant | GEN2 | Other Waste Biomass | 1 | 0.3 | Commercial CHP
58570 | CF Gainesville Owner One LLC | 58618 | Butler Plaza | 1 | Solar Photovoltaic | 1.2 | 1.2 | IPP Non-CHP
58573 | Transamerica Pyramid Properties LLC | 58619 | Transamerica Pyramid | 1 | Natural Gas Internal Combustion Engine | 0.5 | 0.5 | Commercial CHP
58573 | Transamerica Pyramid Properties LLC | 58619 | Transamerica Pyramid | 2 | Natural Gas Internal Combustion Engine | 0.5 | 0.5 | Commercial CHP
58575 | Sol Orchard Imperial 1, LLC | 58621 | Sol Orchard El Centro PV | ECPV | Solar Photovoltaic | 20 | 20 | IPP Non-CHP
58577 | Northern Colorado Water Conservancy District | 58622 | Carter Hydro | 1 | Conventional Hydroelectric | 1.3 | 1.3 | Commercial Non-CHP
58577 | Northern Colorado Water Conservancy District | 58622 | Carter Hydro | 2 | Conventional Hydroelectric | 1.3 | 1.3 | Commercial Non-CHP
58578 | PPS Berkshire Solar LLC | 58624 | Berkshire 1 | BER1 | Solar Photovoltaic | 1.8 | 1.8 | IPP Non-CHP
58579 | Silverado Power | 58626 | Western Antelope Blue Sky Ranch A | WABSA | Solar Photovoltaic | 20 | 20 | IPP Non-CHP
58579 | Silverado Power | 58750 | Lancaster Dry Farm Ranch B | LDFRB | Solar Photovoltaic | 5 | 5 | IPP Non-CHP
58579 | Silverado Power | 58751 | Rodeo Solar C2 | RSC2 | Solar Photovoltaic | 1.5 | 1.5 | IPP Non-CHP
58579 | Silverado Power | 58752 | Rodeo Solar D2 | RSD2 | Solar Photovoltaic | 1.5 | 1.5 | IPP Non-CHP
58579 | Silverado Power | 58753 | Summer Solar A2 | SSA2 | Solar Photovoltaic | 1.5 | 1.5 | IPP Non-CHP
58579 | Silverado Power | 58754 | Summer Solar B2 | SSB2 | Solar Photovoltaic | 1.5 | 1.5 | IPP Non-CHP
58579 | Silverado Power | 58755 | Summer Solar C2 | SSC2 | Solar Photovoltaic | 1.5 | 1.5 | IPP Non-CHP
58579 | Silverado Power | 58756 | Summer Solar D2 | SSD2 | Solar Photovoltaic | 1 | 1 | IPP Non-CHP
58579 | Silverado Power | 58757 | Summer North Solar | UE2 | Solar Photovoltaic | 1.5 | 1.5 | IPP Non-CHP
58579 | Silverado Power | 58757 | Summer North Solar | UF2 | Solar Photovoltaic | 2 | 2 | IPP Non-CHP
58579 | Silverado Power | 58757 | Summer North Solar | UG2 | Solar Photovoltaic | 1.5 | 1.5 | IPP Non-CHP
58579 | Silverado Power | 58757 | Summer North Solar | UH2 | Solar Photovoltaic | 1.5 | 1.5 | IPP Non-CHP
58579 | Silverado Power | 58761 | Expressway Solar A | EXSA | Solar Photovoltaic | 2 | 2 | IPP Non-CHP
58579 | Silverado Power | 58762 | Expressway Solar B | EXSB | Solar Photovoltaic | 2 | 2 | IPP Non-CHP
58579 | Silverado Power | 58763 | Expressway Solar C2 | EXSC2 | Solar Photovoltaic | 1.5 | 1.5 | IPP Non-CHP
58580 | Simon Solar Farm LLC | 58628 | Simon Solar Farm LLC | SRSSF | Solar Photovoltaic | 30 | 30 | IPP Non-CHP
58581 | Lightning Dock Geothermal HI-01, LLC | 58629 | Lightning Dock Geothermal HI-01, LLC | PB01 | Geothermal | 1 | 0.4 | IPP Non-CHP
58581 | Lightning Dock Geothermal HI-01, LLC | 58629 | Lightning Dock Geothermal HI-01, LLC | PB02 | Geothermal | 1 | 0.4 | IPP Non-CHP
58581 | Lightning Dock Geothermal HI-01, LLC | 58629 | Lightning Dock Geothermal HI-01, LLC | PB03 | Geothermal | 1 | 0.4 | IPP Non-CHP
58581 | Lightning Dock Geothermal HI-01, LLC | 58629 | Lightning Dock Geothermal HI-01, LLC | PB04 | Geothermal | 1 | 0.4 | IPP Non-CHP
58582 | RP Wind LLC | 58630 | RP Wind | RPOH | Onshore Wind Turbine | 3.4 | 3.4 | IPP Non-CHP
58583 | Museum of Science and Industry | 58635 | Museum of Science and Industry | COGEN | Natural Gas Internal Combustion Engine | 1.7 | 1.7 | Commercial CHP
58590 | SEDC Jersey Gardens Owner LLC | 58653 | Jersey Gardens Phase 1 | 1 | Solar Photovoltaic | 1.7 | 1.7 | IPP Non-CHP
58591 | CF Jersey Gardens Owner Two LLC | 58654 | Jersey Gardens Phase 2 | 1 | Solar Photovoltaic | 2.3 | 2.3 | IPP Non-CHP
58593 | Sequoia PV 1 LLC | 58642 | Tulare 1 and 2 | 1 | Solar Photovoltaic | 1.5 | 1.5 | IPP Non-CHP
58593 | Sequoia PV 1 LLC | 58642 | Tulare 1 and 2 | 2 | Solar Photovoltaic | 1.5 | 1.5 | IPP Non-CHP
58593 | Sequoia PV 1 LLC | 59203 | Farmersville | PV1 | Solar Photovoltaic | 1.5 | 1.5 | IPP Non-CHP
58593 | Sequoia PV 1 LLC | 59203 | Farmersville | PV2 | Solar Photovoltaic | 1.5 | 1.5 | IPP Non-CHP
58593 | Sequoia PV 1 LLC | 59203 | Farmersville | PV3 | Solar Photovoltaic | 1.5 | 1.5 | IPP Non-CHP
58594 | Rockford Solar Partners | 58643 | Rockford Solar Farm | 1 | Solar Photovoltaic | 2.6 | 2.6 | IPP Non-CHP
58595 | INEOS New Planet BioEnergy | 58648 | Indian River BioEnergy Center | ST803 | Other Waste Biomass | 6.4 | 6.4 | Industrial Non-CHP
58596 | Hanwha Q CELLS USA | 58651 | Kalaeloa Renewable Energy Park | KREP | Solar Photovoltaic | 5 | 5 | IPP Non-CHP
58596 | Hanwha Q CELLS USA | 58770 | Maywood Photovoltaic Project | 1 | Solar Photovoltaic | 8 | 8 | IPP Non-CHP
58598 | Mass Solar, LLC | 58650 | North Brookfield | PV1 | Solar Photovoltaic | 3 | 3 | IPP Non-CHP
58598 | Mass Solar, LLC | 58682 | Dartmouth | PV1 | Solar Photovoltaic | 6.3 | 6.3 | IPP Non-CHP
58604 | US Air Force | 58661 | Cape Cod Air Force Station - 6 SWS | GE-3 | Onshore Wind Turbine | 1.7 | 1.7 | Commercial Non-CHP
58604 | US Air Force | 58661 | Cape Cod Air Force Station - 6 SWS | GE-4 | Onshore Wind Turbine | 1.7 | 1.7 | Commercial Non-CHP
58605 | Holsum Elm Dairy | 58663 | Holsum Elm Dairy | GEN1 | Other Waste Biomass | 0.6 | 0.6 | Industrial CHP
58605 | Holsum Elm Dairy | 58663 | Holsum Elm Dairy | GEN2 | Other Waste Biomass | 0.6 | 0.6 | Industrial CHP
58607 | Frito Lay Incorporated Dayville | 58664 | Frito Lay Incorporated | COGEN | Natural Gas Fired Combustion Turbine | 4.6 | 3.6 | Industrial Non-CHP
58610 | Celina Solar Project #1, LLC | 58665 | Celina Solar Project #1, LLC | CSP1 | Solar Photovoltaic | 4 | 4 | IPP Non-CHP
58611 | Forest City Sustainable Resources Pearl City LLC | 58676 | Pearl City Peninsula Solar Park | PCPPV | Solar Photovoltaic | 1 | 1 | IPP Non-CHP
58611 | Forest City Sustainable Resources Pearl City LLC | 58684 | Kapolei Solar Energy Park | KSEPV | Solar Photovoltaic | 1 | 1 | IPP Non-CHP
58615 | NRG Homer City Services LLC | 3122 | Homer City Generating Station | 1 | Conventional Steam Coal | 660 | 624.7 | IPP Non-CHP
58615 | NRG Homer City Services LLC | 3122 | Homer City Generating Station | 2 | Conventional Steam Coal | 660 | 620.5 | IPP Non-CHP
58615 | NRG Homer City Services LLC | 3122 | Homer City Generating Station | 3 | Conventional Steam Coal | 692 | 652.2 | IPP Non-CHP
58617 | Mahoning Creek Hydroelectric Company LLC | 58685 | Mahoning Creek Hydroelectric Project | 8107 | Conventional Hydroelectric | 6 | 6.7 | IPP Non-CHP
58618 | Finley BioEnergy LLC | 58687 | Finley Buttes Landfill Gas | GEN1 | Landfill Gas | 1.6 | 1.6 | IPP Non-CHP
58618 | Finley BioEnergy LLC | 58687 | Finley Buttes Landfill Gas | GEN2 | Landfill Gas | 1.6 | 1.6 | IPP Non-CHP
58618 | Finley BioEnergy LLC | 58687 | Finley Buttes Landfill Gas | GEN3 | Landfill Gas | 1.6 | 1.6 | IPP Non-CHP
58619 | BioFuels Washington LLC | 58688 | LRI LFGTE Facility | A | Landfill Gas | 1.5 | 1.5 | IPP Non-CHP
58619 | BioFuels Washington LLC | 58688 | LRI LFGTE Facility | B | Landfill Gas | 1.5 | 1.5 | IPP Non-CHP
58619 | BioFuels Washington LLC | 58688 | LRI LFGTE Facility | C | Landfill Gas | 1.5 | 1.5 | IPP Non-CHP
58620 | AEP Generation Resources Inc | 2828 | Cardinal | 1 | Conventional Steam Coal | 615.2 | 580 | IPP Non-CHP
58620 | AEP Generation Resources Inc | 2828 | Cardinal | 2 | Conventional Steam Coal | 615.2 | 590 | IPP Non-CHP
58620 | AEP Generation Resources Inc | 2828 | Cardinal | 3 | Conventional Steam Coal | 650 | 630 | IPP Non-CHP
58620 | AEP Generation Resources Inc | 2840 | Conesville | 4 | Conventional Steam Coal | 841.5 | 780 | IPP Non-CHP
58620 | AEP Generation Resources Inc | 2840 | Conesville | 5 | Conventional Steam Coal | 443.9 | 375 | IPP Non-CHP
58620 | AEP Generation Resources Inc | 2840 | Conesville | 6 | Conventional Steam Coal | 443.9 | 375 | IPP Non-CHP
58620 | AEP Generation Resources Inc | 2843 | Picway | 5 | Conventional Steam Coal | 106.2 | 95 | IPP Non-CHP
58620 | AEP Generation Resources Inc | 2872 | Muskingum River | 1 | Conventional Steam Coal | 219.6 | 190 | IPP Non-CHP
58620 | AEP Generation Resources Inc | 2872 | Muskingum River | 2 | Conventional Steam Coal | 219.6 | 190 | IPP Non-CHP
58620 | AEP Generation Resources Inc | 2872 | Muskingum River | 3 | Conventional Steam Coal | 237.5 | 205 | IPP Non-CHP
58620 | AEP Generation Resources Inc | 2872 | Muskingum River | 4 | Conventional Steam Coal | 237.5 | 205 | IPP Non-CHP
58620 | AEP Generation Resources Inc | 2872 | Muskingum River | 5 | Conventional Steam Coal | 615.2 | 585 | IPP Non-CHP
58620 | AEP Generation Resources Inc | 3947 | Kammer | 1 | Conventional Steam Coal | 237.5 | 200 | IPP Non-CHP
58620 | AEP Generation Resources Inc | 3947 | Kammer | 2 | Conventional Steam Coal | 237.5 | 200 | IPP Non-CHP
58620 | AEP Generation Resources Inc | 3947 | Kammer | 3 | Conventional Steam Coal | 237.5 | 200 | IPP Non-CHP
58620 | AEP Generation Resources Inc | 6006 | Racine | 1 | Conventional Hydroelectric | 23.7 | 10 | IPP Non-CHP
58620 | AEP Generation Resources Inc | 6006 | Racine | 2 | Conventional Hydroelectric | 23.7 | 10 | IPP Non-CHP
58620 | AEP Generation Resources Inc | 8102 | General James M Gavin | 1 | Conventional Steam Coal | 1300 | 1299 | IPP Non-CHP
58620 | AEP Generation Resources Inc | 8102 | General James M Gavin | 2 | Conventional Steam Coal | 1300 | 1299 | IPP Non-CHP
58620 | AEP Generation Resources Inc | 55247 | Darby Electric Generating Station | GT1 | Natural Gas Fired Combustion Turbine | 94 | 72.5 | IPP Non-CHP
58620 | AEP Generation Resources Inc | 55247 | Darby Electric Generating Station | GT2 | Natural Gas Fired Combustion Turbine | 94 | 72.5 | IPP Non-CHP
58620 | AEP Generation Resources Inc | 55247 | Darby Electric Generating Station | GT3 | Natural Gas Fired Combustion Turbine | 94 | 72.5 | IPP Non-CHP
58620 | AEP Generation Resources Inc | 55247 | Darby Electric Generating Station | GT4 | Natural Gas Fired Combustion Turbine | 94 | 72.5 | IPP Non-CHP
58620 | AEP Generation Resources Inc | 55247 | Darby Electric Generating Station | GT5 | Natural Gas Fired Combustion Turbine | 94 | 72.5 | IPP Non-CHP
58620 | AEP Generation Resources Inc | 55247 | Darby Electric Generating Station | GT6 | Natural Gas Fired Combustion Turbine | 94 | 72.5 | IPP Non-CHP
58620 | AEP Generation Resources Inc | 55503 | AEP Waterford Facility | CTG1 | Natural Gas Fired Combined Cycle | 174.2 | 155 | IPP Non-CHP
58620 | AEP Generation Resources Inc | 55503 | AEP Waterford Facility | CTG2 | Natural Gas Fired Combined Cycle | 174.2 | 155 | IPP Non-CHP
58620 | AEP Generation Resources Inc | 55503 | AEP Waterford Facility | CTG3 | Natural Gas Fired Combined Cycle | 174.2 | 155 | IPP Non-CHP
58620 | AEP Generation Resources Inc | 55503 | AEP Waterford Facility | ST1 | Natural Gas Fired Combined Cycle | 399 | 345 | IPP Non-CHP
58621 | SSA Solar of NM, LLC | 58689 | Blue Sky One | 1 | Solar Photovoltaic | 1.3 | 1.3 | IPP Non-CHP
58622 | Costco Wholesale | 58698 | Mira Loma | D960 | Solar Photovoltaic | 1 | 1 | Commercial Non-CHP
58622 | Costco Wholesale | 58698 | Mira Loma | D9611 | Solar Photovoltaic | 1.5 | 1.5 | Commercial Non-CHP
58622 | Costco Wholesale | 58698 | Mira Loma | D9612 | Solar Photovoltaic | 0.5 | 0.5 | Commercial Non-CHP
58627 | Puget Sound Hydro LLC | 58696 | Nooksack Hydro | GEN1 | Conventional Hydroelectric | 1.5 | 2.8 | IPP Non-CHP
58628 | ABEC Bidart-Old River LLC | 58699 | ABEC Bidart-Old River LLC | GEN 1 | All Other | 1 | 0.9 | IPP CHP
58628 | ABEC Bidart-Old River LLC | 58699 | ABEC Bidart-Old River LLC | GEN 2 | All Other | 1 | 0.9 | IPP CHP
58629 | TIG Sun Energy I LLC | 58700 | Colleton Solar Farm | CS300 | Solar Photovoltaic | 2.5 | 2.5 | IPP Non-CHP
58639 | Axio Green LLC | 58702 | Axio Green LLC | 1 | Solar Photovoltaic | 2 | 2 | IPP Non-CHP
58643 | Zeeland Farm Services | 58704 | Zeeland Farm Services | CAT-1 | Other Waste Biomass | 1.6 | 1.4 | IPP Non-CHP
58643 | Zeeland Farm Services | 58704 | Zeeland Farm Services | CAT-2 | Other Waste Biomass | 1.6 | 1.5 | IPP Non-CHP
58649 | Solar Star Arizona II LLC | 58708 | Phoenix Airport East Economy Lot | PAEEL | Solar Photovoltaic | 1.1 | 1 | Commercial Non-CHP
58649 | Solar Star Arizona II LLC | 58709 | Phoenix Airport Rental Car Center | PARCC | Solar Photovoltaic | 1.6 | 1.4 | Commercial Non-CHP
58650 | IHI Power Services Corp | 50560 | Pacific-Ultrapower Chinese Station | GEN1 | Wood/Wood Waste Biomass | 25 | 19.8 | IPP Non-CHP
58651 | Allegany Generating Station, LLC | 7784 | Allegany Cogen | 1 | Natural Gas Fired Combined Cycle | 42 | 40 | IPP Non-CHP
58651 | Allegany Generating Station, LLC | 7784 | Allegany Cogen | 2 | Natural Gas Fired Combined Cycle | 25 | 20 | IPP Non-CHP
58654 | Orion Solar I LLC | 58718 | Orion Solar I | PV1 | Solar Photovoltaic | 12 | 12 | IPP Non-CHP
58655 | Orion Solar II, LLC | 58721 | Orion Solar II | ORION | Solar Photovoltaic | 8 | 8 | IPP Non-CHP
58660 | GreenWhey Holdings | 58747 | GreenWhey Energy Inc | GEN1 | Other Waste Biomass | 1.6 | 1.6 | IPP CHP
58660 | GreenWhey Holdings | 58747 | GreenWhey Energy Inc | GEN2 | Other Waste Biomass | 1.6 | 1.6 | IPP CHP
58661 | Sustainable Power Group, LLC | 57827 | Dinuba Wastewater Treatment Plant | DSPV | Solar Photovoltaic | 1 | 1 | Commercial Non-CHP
58661 | Sustainable Power Group, LLC | 58232 | Tahquitz High School | TAHQ | Solar Photovoltaic | 1 | 1 | Commercial Non-CHP
58661 | Sustainable Power Group, LLC | 58244 | West Valley High School Solar | WEST | Solar Photovoltaic | 1 | 1 | Commercial Non-CHP
58661 | Sustainable Power Group, LLC | 58609 | Industry Solar Power Generation Station 1 LLC | ISP1 | Solar Photovoltaic | 1.5 | 1.5 | IPP Non-CHP
58661 | Sustainable Power Group, LLC | 58610 | Navajo Solar Power Generation Station 1 LLC | NSP1 | Solar Photovoltaic | 1.5 | 1.5 | IPP Non-CHP
58661 | Sustainable Power Group, LLC | 58611 | Powhatan Solar Power Generation Station 1 LLC | 1 | Solar Photovoltaic | 1.5 | 1.5 | IPP Non-CHP
58661 | Sustainable Power Group, LLC | 58612 | Otoe Solar Power Generation Station 1 LL | 1 | Solar Photovoltaic | 1.5 | 1.5 | IPP Non-CHP
58661 | Sustainable Power Group, LLC | 58748 | North Bay Solar 1 | NBWT | Solar Photovoltaic | 1 | 1 | Commercial Non-CHP
58661 | Sustainable Power Group, LLC | 58795 | Hobart Solar, LLC | HS | Solar Photovoltaic | 1 | 1 | IPP Non-CHP
58661 | Sustainable Power Group, LLC | 58796 | Waterloo Solar, LLC | WS | Solar Photovoltaic | 1 | 1 | IPP Non-CHP
58661 | Sustainable Power Group, LLC | 58797 | Valparaiso Solar, LLC | VS | Solar Photovoltaic | 1 | 1 | IPP Non-CHP
58661 | Sustainable Power Group, LLC | 58798 | AC Criminal Courts Complex SPE2, LLC | ACCCC | Solar Photovoltaic | 1.3 | 1.3 | Commercial Non-CHP
58661 | Sustainable Power Group, LLC | 58917 | Tioga Solar Morris County 1 LLC | MMIR | Solar Photovoltaic | 1 | 1 | Commercial Non-CHP
58661 | Sustainable Power Group, LLC | 59262 | Lancaster Little Rock | LLRC | Solar Photovoltaic | 5 | 5 | IPP Non-CHP
58661 | Sustainable Power Group, LLC | 59269 | Victor Mesa Linda B2 | VMLB2 | Solar Photovoltaic | 1.5 | 1.5 | IPP Non-CHP
58661 | Sustainable Power Group, LLC | 59270 | Victor Mesa Linda C2 | VMLC2 | Solar Photovoltaic | 1.5 | 1.5 | IPP Non-CHP
58661 | Sustainable Power Group, LLC | 59271 | Victor Mesa Linda D2 | VMLD2 | Solar Photovoltaic | 1.5 | 1.5 | IPP Non-CHP
58661 | Sustainable Power Group, LLC | 59272 | Victor Mesa Linda E2 | VMLE2 | Solar Photovoltaic | 1.5 | 1.5 | IPP Non-CHP
58666 | AlphaGen Power LLC | 55270 | Jackson Power Facility | 7EA | Natural Gas Fired Combined Cycle | 79 | 70 | IPP Non-CHP
58666 | AlphaGen Power LLC | 55270 | Jackson Power Facility | LM1 | Natural Gas Fired Combined Cycle | 60 | 49 | IPP Non-CHP
58666 | AlphaGen Power LLC | 55270 | Jackson Power Facility | LM2 | Natural Gas Fired Combined Cycle | 60 | 49 | IPP Non-CHP
58666 | AlphaGen Power LLC | 55270 | Jackson Power Facility | LM3 | Natural Gas Fired Combined Cycle | 60 | 49 | IPP Non-CHP
58666 | AlphaGen Power LLC | 55270 | Jackson Power Facility | LM4 | Natural Gas Fired Combined Cycle | 60 | 49 | IPP Non-CHP
58666 | AlphaGen Power LLC | 55270 | Jackson Power Facility | LM5 | Natural Gas Fired Combined Cycle | 60 | 49 | IPP Non-CHP
58666 | AlphaGen Power LLC | 55270 | Jackson Power Facility | LM6 | Natural Gas Fired Combined Cycle | 60 | 49 | IPP Non-CHP
58666 | AlphaGen Power LLC | 55270 | Jackson Power Facility | ST1 | Natural Gas Fired Combined Cycle | 105 | 100 | IPP Non-CHP
58666 | AlphaGen Power LLC | 55270 | Jackson Power Facility | ST2 | Natural Gas Fired Combined Cycle | 105 | 100 | IPP Non-CHP
58672 | Everpower Wind Holdings Inc | 57135 | Big Sky Wind LLC | 1 | Onshore Wind Turbine | 240 | 240 | IPP Non-CHP
58672 | Everpower Wind Holdings Inc | 57139 | Highland Wind Project (PA) | 1 | Onshore Wind Turbine | 62.5 | 62.5 | IPP Non-CHP
58672 | Everpower Wind Holdings Inc | 57833 | Mustang Hills LLC | AW06 | Onshore Wind Turbine | 150 | 150 | IPP Non-CHP
58672 | Everpower Wind Holdings Inc | 57867 | Howard Wind Farm | 1 | Onshore Wind Turbine | 55.4 | 51.3 | IPP Non-CHP
58672 | Everpower Wind Holdings Inc | 57867 | Howard Wind Farm | 2 | Onshore Wind Turbine | 4.1 | 4.1 | IPP Non-CHP
58672 | Everpower Wind Holdings Inc | 57991 | Highland North Wind Farm | 1 | Onshore Wind Turbine | 75 | 75 | IPP Non-CHP
58672 | Everpower Wind Holdings Inc | 57998 | Twin Ridges Wind Farm | 1 | Onshore Wind Turbine | 139.4 | 139.4 | IPP Non-CHP
58672 | Everpower Wind Holdings Inc | 57999 | Patton Wind Farm | 1 | Onshore Wind Turbine | 30 | 30 | IPP Non-CHP
58675 | Delta-Montrose Electric Association | 58783 | South Canal Hydro-1 | SC-1 | Conventional Hydroelectric | 4 | 3.8 | IPP Non-CHP
58675 | Delta-Montrose Electric Association | 58784 | South Canal Hydro-3 | SC-3 | Conventional Hydroelectric | 3.5 | 3.3 | IPP Non-CHP
58677 | CD US Solar MT1 LLC | 58785 | Brentwood Solar | BRT1 | Solar Photovoltaic | 1 | 1 | IPP Non-CHP
58677 | CD US Solar MT1 LLC | 58786 | Deer Park | DRP1 | Solar Photovoltaic | 2.5 | 2.5 | IPP Non-CHP
58677 | CD US Solar MT1 LLC | 58787 | Dennison | DNN1 | Solar Photovoltaic | 2 | 2 | IPP Non-CHP
58677 | CD US Solar MT1 LLC | 58788 | North County | NRT1 | Solar Photovoltaic | 1 | 1 | IPP Non-CHP
58677 | CD US Solar MT1 LLC | 58789 | Riverhead | RVH1 | Solar Photovoltaic | 1.5 | 1.5 | IPP Non-CHP
58677 | CD US Solar MT1 LLC | 58790 | Cohalan | CLN1 | Solar Photovoltaic | 2.5 | 2.5 | IPP Non-CHP
58677 | CD US Solar MT1 LLC | 58790 | Cohalan | CLN2 | Solar Photovoltaic | 1.5 | 1.5 | IPP Non-CHP
58677 | CD US Solar MT1 LLC | 59390 | True North | TNE1 | Solar Photovoltaic | 4.8 | 4.8 | IPP Non-CHP
58681 | MSM Solar LLC | 58794 | Storrie Lake Solar Project | MSMPV | Solar Photovoltaic | 1.9 | 1.5 | IPP Non-CHP
58682 | WR-TGC Solar Generation IV LLC | 58793 | JMB Mcguire-Dix-Lakehurst Solar Project | UCIV | Solar Photovoltaic | 11.4 | 11.4 | IPP Non-CHP
58682 | WR-TGC Solar Generation IV LLC | 59043 | West Davisville Solar | PV1 | Solar Photovoltaic | 2 | 2 | IPP Non-CHP
58694 | Argand Energy Solutions, LLC | 58801 | Arba Solar, LLC | INV1 | Solar Photovoltaic | 0.5 | 0.5 | IPP Non-CHP
58694 | Argand Energy Solutions, LLC | 58801 | Arba Solar, LLC | INV2 | Solar Photovoltaic | 0.5 | 0.5 | IPP Non-CHP
58694 | Argand Energy Solutions, LLC | 58801 | Arba Solar, LLC | INV3 | Solar Photovoltaic | 0.5 | 0.5 | IPP Non-CHP
58694 | Argand Energy Solutions, LLC | 58801 | Arba Solar, LLC | INV4 | Solar Photovoltaic | 0.5 | 0.5 | IPP Non-CHP
58694 | Argand Energy Solutions, LLC | 58802 | Franklin Solar, LLC | INV1 | Solar Photovoltaic | 0.5 | 0.5 | IPP Non-CHP
58694 | Argand Energy Solutions, LLC | 58802 | Franklin Solar, LLC | INV2 | Solar Photovoltaic | 0.5 | 0.5 | IPP Non-CHP
58694 | Argand Energy Solutions, LLC | 58802 | Franklin Solar, LLC | INV3 | Solar Photovoltaic | 0.5 | 0.5 | IPP Non-CHP
58694 | Argand Energy Solutions, LLC | 58802 | Franklin Solar, LLC | INV4 | Solar Photovoltaic | 0.5 | 0.5 | IPP Non-CHP
58696 | Ignite Solar Holdings LLC | 58814 | Shasta Solar Farm | GENA | Solar Photovoltaic | 1.5 | 1.5 | IPP Non-CHP
58696 | Ignite Solar Holdings LLC | 58814 | Shasta Solar Farm | GENB | Solar Photovoltaic | 1.5 | 1.5 | IPP Non-CHP
58697 | UTS Project Company HNY-1 LLC | 58815 | Hilton NY Co Gen Plant | 1 | Natural Gas Internal Combustion Engine | 1.8 | 1.8 | IPP CHP
58699 | Millville City Sewer Auth WTP | 58822 | Millville City Sewer Auth WTP | U1BB | Solar Photovoltaic | 1 | 1 | Commercial Non-CHP
58699 | Millville City Sewer Auth WTP | 58822 | Millville City Sewer Auth WTP | U2DB | Solar Photovoltaic | 0.5 | 0.5 | Commercial Non-CHP
58700 | Port Arthur Steam Energy LP | 58823 | Port Arthur Steam Energy | STG | All Other | 5 | 5 | IPP CHP
58701 | Maine Township High School Dist 207 | 58825 | MTHS Co-Gen Buildings | STH1 | Natural Gas Internal Combustion Engine | 0.6 | 0.6 | IPP CHP
58701 | Maine Township High School Dist 207 | 58825 | MTHS Co-Gen Buildings | STH2 | Natural Gas Internal Combustion Engine | 0.6 | 0.6 | IPP CHP
58702 | AES Energy Storage | 58826 | AES ES Tait | TTES | Batteries | 20 | 20 | IPP Non-CHP
58705 | Washington Gas Energy Systems | 58832 | Cogenra - TEP | CTEP | Solar Photovoltaic | 1 | 1 | IPP Non-CHP
58709 | Richland Center Renewable Energy LLC | 58834 | Richland Center Renewable Energy LLC | UNIT1 | Other Waste Biomass | 0.9 | 0.8 | IPP CHP
58709 | Richland Center Renewable Energy LLC | 58834 | Richland Center Renewable Energy LLC | UNIT2 | Other Waste Biomass | 0.9 | 0.8 | IPP CHP
58710 | Lakeswind Power Partners | 58836 | Lakeswind Power Partners | LW1 | Onshore Wind Turbine | 51.8 | 50 | IPP Non-CHP
58711 | Gato Montes Solar, LLC | 58842 | Gato Montes Solar, LLC | 1 | Solar Photovoltaic | 5 | 5 | IPP Non-CHP
58712 | Bethel Price Solar, LLC | 58843 | Bethel Price Solar, LLC | 1 | Solar Photovoltaic | 5 | 5 | IPP Non-CHP
58713 | Dogwood Solar, LLC | 58844 | Dogwood Solar, LLC | 1 | Solar Photovoltaic | 20 | 20 | IPP Non-CHP
58714 | Washington Airport Solar, LLC | 58845 | Washington Airport Solar LLC | 1 | Solar Photovoltaic | 5 | 5 | IPP Non-CHP
58715 | Washington Millfield Solar, LLC | 58846 | Washington Millfield Solar, LLC | 1 | Solar Photovoltaic | 5 | 5 | IPP Non-CHP
58721 | Solar Sudbury One LF LLC | 58839 | Sudbury Landfill | INV1 | Solar Photovoltaic | 0.5 | 0.5 | IPP Non-CHP
58721 | Solar Sudbury One LF LLC | 58839 | Sudbury Landfill | INV2 | Solar Photovoltaic | 0.3 | 0.3 | IPP Non-CHP
58721 | Solar Sudbury One LF LLC | 58839 | Sudbury Landfill | INV3 | Solar Photovoltaic | 0.5 | 0.5 | IPP Non-CHP
58724 | Castalia Solar LLC | 58849 | Castalia Solar | 1 | Solar Photovoltaic | 2 | 2 | IPP Non-CHP
58726 | Oakboro Farm LLC | 58851 | Oakboro Farm | 1 | Solar Photovoltaic | 5 | 5 | IPP Non-CHP
58728 | McKenzie Farm LLC | 58853 | McKenzie Farm | 1 | Solar Photovoltaic | 5 | 5 | IPP Non-CHP
58729 | Nash 58 Farm LLC | 58854 | Nash 58 Farm | 1 | Solar Photovoltaic | 5 | 5 | IPP Non-CHP
58730 | Nash 64 Farm LLC | 58855 | Nash 64 Farm | 1 | Solar Photovoltaic | 5 | 5 | IPP Non-CHP
58732 | Pate Farm LLC | 58856 | Pate Farm | 1 | Solar Photovoltaic | 5 | 5 | IPP Non-CHP
58735 | Waco Farm LLC | 58863 | Waco Farm | 1 | Solar Photovoltaic | 5 | 5 | IPP Non-CHP
58736 | Wagstaff Farm LLC | 58862 | Wagstaff Farm 1 | 1 | Solar Photovoltaic | 5 | 5 | IPP Non-CHP
58738 | Sigmon Catawba Farm LLC | 58861 | Sigmon Catawba Farm | 1 | Solar Photovoltaic | 5 | 5 | IPP Non-CHP
58740 | Erwin Farm LLC | 58859 | Erwin Farm | 1 | Solar Photovoltaic | 5 | 5 | IPP Non-CHP
58743 | Garrell Solar Farm LLC | 58866 | Garrell Solar Farm | 1 | Solar Photovoltaic | 5 | 5 | IPP Non-CHP
58744 | Angier Farm LLC | 58867 | Angier Farm | 1 | Solar Photovoltaic | 5 | 5 | IPP Non-CHP
58745 | Blandenboro Farm LLC | 58868 | Bladenboro Farm | 1 | Solar Photovoltaic | 5 | 5 | IPP Non-CHP
58748 | Clean Energy LLC | 58865 | Reventure Park | LFG | Landfill Gas | 1.9 | 1.9 | IPP CHP
58750 | Berkley East Solar, LLC | 58871 | Berkley East Solar LLC | 1 | Solar Photovoltaic | 3 | 2.9 | IPP Non-CHP
58753 | Sunlight General Morris Solar LLC | 58881 | County College of Morris | PV01 | Solar Photovoltaic | 2.9 | 2.9 | Commercial Non-CHP
58754 | Sunlight General Mercer Solar LLC | 58882 | Mercer County Community College | PV01 | Solar Photovoltaic | 7.5 | 7.5 | Commercial Non-CHP
58756 | Albany Engineering Corporation | 58873 | Stuyvesant Falls | UNIT1 | Conventional Hydroelectric | 3 | 2 | IPP Non-CHP
58756 | Albany Engineering Corporation | 58873 | Stuyvesant Falls | UNIT2 | Conventional Hydroelectric | 3 | 2 | IPP Non-CHP
58759 | Perpetual Energy Systems | 58889 | ASTI | ASTI | Solar Photovoltaic | 1 | 1 | IPP Non-CHP
58759 | Perpetual Energy Systems | 58890 | Beringer | BERI | Solar Photovoltaic | 1.2 | 1.1 | IPP Non-CHP
58760 | FPC Services Inc. | 58887 | Com Adam 1WF-1 | ADAM | Onshore Wind Turbine | 2.5 | 2.5 | IPP Non-CHP
58760 | FPC Services Inc. | 58887 | Com Adam 1WF-1 | EVE | Onshore Wind Turbine | 2.5 | 2.5 | IPP Non-CHP
58764 | Origis Energy USA, Inc | 58892 | Camilla Solar Plant | CMLA | Solar Photovoltaic | 16 | 16 | IPP Non-CHP
58764 | Origis Energy USA, Inc | 58893 | Camp Solar Plant | CAMP | Solar Photovoltaic | 2.4 | 2.4 | IPP Non-CHP
58767 | Temple University | 58897 | Temple SEGF | 19G01 | Natural Gas Internal Combustion Engine | 1.6 | 1.6 | Commercial Non-CHP
58767 | Temple University | 58897 | Temple SEGF | 19G02 | Natural Gas Internal Combustion Engine | 1.6 | 1.6 | Commercial Non-CHP
58767 | Temple University | 58897 | Temple SEGF | 19G03 | Natural Gas Internal Combustion Engine | 1.6 | 1.6 | Commercial Non-CHP
58767 | Temple University | 58897 | Temple SEGF | 19G04 | Natural Gas Internal Combustion Engine | 1.6 | 1.6 | Commercial Non-CHP
58767 | Temple University | 58897 | Temple SEGF | 19G05 | Natural Gas Internal Combustion Engine | 1.6 | 1.6 | Commercial Non-CHP
58767 | Temple University | 58897 | Temple SEGF | 19G06 | Natural Gas Internal Combustion Engine | 1.6 | 1.6 | Commercial Non-CHP
58767 | Temple University | 58897 | Temple SEGF | 19G07 | Natural Gas Internal Combustion Engine | 1.6 | 1.6 | Commercial Non-CHP
58767 | Temple University | 58897 | Temple SEGF | 19G08 | Natural Gas Internal Combustion Engine | 1.6 | 1.6 | Commercial Non-CHP
58767 | Temple University | 58897 | Temple SEGF | 19G09 | Natural Gas Internal Combustion Engine | 1.6 | 1.6 | Commercial Non-CHP
58767 | Temple University | 58897 | Temple SEGF | 19G10 | Natural Gas Internal Combustion Engine | 1.6 | 1.6 | Commercial Non-CHP
58769 | Sunlight General Somerset Solar LLC | 58896 | Patriots Stadium | PV01 | Solar Photovoltaic | 1 | 1 | Commercial Non-CHP
58771 | Tri-County Water Conservancy District | 58901 | Tri-County Water Hydropower Project | TCWG1 | Conventional Hydroelectric | 7.2 | 7.2 | IPP Non-CHP
58771 | Tri-County Water Conservancy District | 58901 | Tri-County Water Hydropower Project | TCWG2 | Conventional Hydroelectric | 0.8 | 0.8 | IPP Non-CHP
58775 | Sol Orchard San Diego 22 LLC | 58906 | Valley Center 1 | VC1 | Solar Photovoltaic | 2.5 | 2.5 | IPP Non-CHP
58776 | Sol Orchard San Diego 23 LLC | 58907 | Valley Center 2 | VC2 | Solar Photovoltaic | 5 | 5 | IPP Non-CHP
58784 | Fourmile Wind Energy, LLC | 58904 | Fourmile Ridge | 1 | Onshore Wind Turbine | 40 | 40 | IPP Non-CHP
58785 | Beebe 1B Renewable Energy, LLC | 58908 | Beebe 1B | 1 | Onshore Wind Turbine | 50.4 | 50.4 | IPP Non-CHP
58786 | Sol Orchard San Diego 20 LLC | 58909 | Ramona 1 | RAM1 | Solar Photovoltaic | 2 | 2 | IPP Non-CHP
58787 | Sol Orchard San Diego 21 LLC | 58911 | Ramona 2 | RAM2 | Solar Photovoltaic | 5 | 5 | IPP Non-CHP
58789 | DOD USMC Marine Air Ground Combat | 58914 | MCAGCC Cogen Plant 1 | CG1 | Natural Gas Fired Combustion Turbine | 7.2 | 7 | IPP CHP
58789 | DOD USMC Marine Air Ground Combat | 58916 | MCAGCC Cogen Plant 2 | CG100 | Natural Gas Fired Combustion Turbine | 4.6 | 4.6 | IPP Non-CHP
58789 | DOD USMC Marine Air Ground Combat | 58916 | MCAGCC Cogen Plant 2 | CG200 | Natural Gas Fired Combustion Turbine | 4.6 | 2.5 | IPP Non-CHP
58790 | Copper Mountain Solar 3, LLC | 58915 | Copper Mountain Solar 3 | 1 | Solar Photovoltaic | 26 | 26 | IPP Non-CHP
58790 | Copper Mountain Solar 3, LLC | 58915 | Copper Mountain Solar 3 | 2 | Solar Photovoltaic | 27 | 27 | IPP Non-CHP
58790 | Copper Mountain Solar 3, LLC | 58915 | Copper Mountain Solar 3 | 3 | Solar Photovoltaic | 26 | 26 | IPP Non-CHP
58790 | Copper Mountain Solar 3, LLC | 58915 | Copper Mountain Solar 3 | 4 | Solar Photovoltaic | 28 | 28 | IPP Non-CHP
58790 | Copper Mountain Solar 3, LLC | 58915 | Copper Mountain Solar 3 | 5 | Solar Photovoltaic | 25 | 25 | IPP Non-CHP
58790 | Copper Mountain Solar 3, LLC | 58915 | Copper Mountain Solar 3 | 6 | Solar Photovoltaic | 26 | 26 | IPP Non-CHP
58790 | Copper Mountain Solar 3, LLC | 58915 | Copper Mountain Solar 3 | 7 | Solar Photovoltaic | 26 | 26 | IPP Non-CHP
58790 | Copper Mountain Solar 3, LLC | 58915 | Copper Mountain Solar 3 | 8 | Solar Photovoltaic | 26 | 26 | IPP Non-CHP
58791 | Pristine Sun LLC | 58918 | 2081 Terzian Solar Project | 2081 | Solar Photovoltaic | 1.2 | 1.2 | IPP Non-CHP
58791 | Pristine Sun LLC | 58919 | 2127 Harris Solar Project | 2127 | Solar Photovoltaic | 1.3 | 1.3 | IPP Non-CHP
58791 | Pristine Sun LLC | 58920 | 2097 Helton Solar Project | 2097 | Solar Photovoltaic | 1.5 | 1.5 | IPP Non-CHP
58793 | Missouri University of Science and Technology | 58923 | Missouri S&T - Power Plant | 1000 | Petroleum Liquids | 1 | 1 | IPP Non-CHP
58795 | Hamilton Wind Energy LLC | 58927 | Story City Wind Project | WT01 | Onshore Wind Turbine | 1.5 | 1.5 | IPP Non-CHP
58797 | Norsemen Wind Energy, LLC | 58932 | Traer Wind Project | WT01 | Onshore Wind Turbine | 1.5 | 1.5 | IPP Non-CHP
58800 | Cross Pollination Inc | 58935 | Open View Solar Farm | PV | Solar Photovoltaic | 2 | 1.9 | IPP Non-CHP
58801 | Integrys MA Solar, LLC | 58934 | Integrys MA Solar, LLC - Ashburnham Site | ASH-R | Solar Photovoltaic | 2.6 | 2.6 | IPP Non-CHP
58801 | Integrys MA Solar, LLC | 58934 | Integrys MA Solar, LLC - Ashburnham Site | ASH10 | Solar Photovoltaic | 0.3 | 0.3 | IPP Non-CHP
58801 | Integrys MA Solar, LLC | 59241 | Brockelman | BROCK | Solar Photovoltaic | 3 | 3 | IPP Non-CHP
58801 | Integrys MA Solar, LLC | 59242 | Beverly | BVRLY | Solar Photovoltaic | 2 | 2 | IPP Non-CHP
58802 | Walpole Solar 2, LLC | 58936 | Walpole Solar 2 | WLPL1 | Solar Photovoltaic | 2.4 | 2.4 | IPP Non-CHP
58803 | Gardner Solar 1, LLC | 58937 | Gardner Solar 1 | GRDN1 | Solar Photovoltaic | 2 | 2 | IPP Non-CHP
58808 | Rockville Solar I LLC | 58942 | Rockville Solar I LLC | RVSI | Solar Photovoltaic | 2.8 | 2.8 | IPP Non-CHP
58809 | Simonds International | 58945 | Simonds | GEN 1 | Natural Gas Internal Combustion Engine | 0.6 | 0.6 | IPP CHP
58809 | Simonds International | 58945 | Simonds | GEN 2 | Natural Gas Internal Combustion Engine | 0.6 | 0.6 | IPP CHP
58809 | Simonds International | 58945 | Simonds | GEN 3 | Natural Gas Internal Combustion Engine | 0.6 | 0.6 | IPP CHP
58811 | Ameresco Dallas LLC | 58946 | Ameresco Dallas LLC | ENG1 | Landfill Gas | 1.4 | 1.4 | IPP Non-CHP
58811 | Ameresco Dallas LLC | 58946 | Ameresco Dallas LLC | ENG2 | Landfill Gas | 1.4 | 1.4 | IPP Non-CHP
58811 | Ameresco Dallas LLC | 58946 | Ameresco Dallas LLC | ENG3 | Landfill Gas | 1.4 | 1.4 | IPP Non-CHP
58812 | GLT Cloverdale Solar LLC | 58949 | Cloverdale Solar I | TBD | Solar Photovoltaic | 1.5 | 1.5 | IPP Non-CHP
58816 | Dessie Solar Center LLC | 58952 | Dessie Solar Center LLC | DESS | Solar Photovoltaic | 4.8 | 4.8 | IPP Non-CHP
58817 | Rockville Solar II, LLC | 58953 | Rockville Solar II, LLC | RVSII | Solar Photovoltaic | 2.7 | 2.7 | IPP Non-CHP
58818 | BearPond Solar Center LLC | 58955 | BearPond Solar Center LLC | BEAR | Solar Photovoltaic | 4.8 | 4.8 | IPP Non-CHP
58819 | Graham Solar Center LLC | 58957 | Graham Solar Center LLC | GRAH | Solar Photovoltaic | 4.8 | 4.8 | IPP Non-CHP
58821 | Camelot Wind LLC | 58958 | Camelot Wind LLC | CMLTW | Onshore Wind Turbine | 1.5 | 1.5 | IPP Non-CHP
58822 | MC Power Companies Inc | 58959 | Butler Solar Power Project | BSF1 | Solar Photovoltaic | 2.8 | 2.8 | IPP Non-CHP
58824 | City of Santa Rosa | 58960 | Subregional Water Reclamation Facility | S200 | Other Waste Biomass | 1.1 | 1.1 | Commercial CHP
58824 | City of Santa Rosa | 58960 | Subregional Water Reclamation Facility | S201 | Other Waste Biomass | 1.1 | 1.1 | Commercial CHP
58824 | City of Santa Rosa | 58960 | Subregional Water Reclamation Facility | S202 | Other Waste Biomass | 1.1 | 1.1 | Commercial CHP
58824 | City of Santa Rosa | 58960 | Subregional Water Reclamation Facility | S203 | Other Waste Biomass | 1.1 | 1.1 | Commercial CHP
58825 | WE 90 Technology Drive LLC | 58964 | Technology Drive Solar | PV1 | Solar Photovoltaic | 2 | 2 | IPP Non-CHP
58827 | Fairfield Wind Master Tenant LLC | 58966 | Fairfield Wind | T 1-6 | Onshore Wind Turbine | 10 | 10 | IPP Non-CHP
58828 | St. Olaf College | 58995 | St. Olaf Wind Turbine | OLFWT | Onshore Wind Turbine | 1.6 | 1.6 | IPP Non-CHP
58828 | St. Olaf College | 58996 | St. Olaf StandBy Generators | SBIC1 | Petroleum Liquids | 0.5 | 0.4 | IPP Non-CHP
58828 | St. Olaf College | 58996 | St. Olaf StandBy Generators | SBIC2 | Petroleum Liquids | 1.8 | 1.7 | IPP Non-CHP
58828 | St. Olaf College | 58996 | St. Olaf StandBy Generators | SBIC3 | Petroleum Liquids | 1.8 | 1.7 | IPP Non-CHP
58834 | CH4 Power Inc | 58967 | IDE 1 LLC | UNIT1 | Other Waste Biomass | 0.8 | 0.8 | IPP Non-CHP
58834 | CH4 Power Inc | 58967 | IDE 1 LLC | UNIT2 | Other Waste Biomass | 0.8 | 0.8 | IPP Non-CHP
58834 | CH4 Power Inc | 58967 | IDE 1 LLC | UNIT3 | Other Waste Biomass | 0.8 | 0.8 | IPP Non-CHP
58834 | CH4 Power Inc | 58968 | IDE 2 LLC | UNIT1 | Other Waste Biomass | 1.5 | 1.5 | IPP Non-CHP
58834 | CH4 Power Inc | 58968 | IDE 2 LLC | UNIT2 | Other Waste Biomass | 1.5 | 1.5 | IPP Non-CHP
58834 | CH4 Power Inc | 58968 | IDE 2 LLC | UNIT3 | Other Waste Biomass | 1.5 | 1.5 | IPP Non-CHP
58834 | CH4 Power Inc | 58969 | IDE 3 LLC | UNIT1 | Other Waste Biomass | 0.8 | 0.8 | IPP Non-CHP
58834 | CH4 Power Inc | 58969 | IDE 3 LLC | UNIT2 | Other Waste Biomass | 0.8 | 0.8 | IPP Non-CHP
58834 | CH4 Power Inc | 58970 | IDE 4 LLC | UNIT1 | Other Waste Biomass | 1.1 | 1.1 | IPP Non-CHP
58834 | CH4 Power Inc | 58970 | IDE 4 LLC | UNIT2 | Other Waste Biomass | 1.1 | 1.1 | IPP Non-CHP
58834 | CH4 Power Inc | 58970 | IDE 4 LLC | UNIT3 | Other Waste Biomass | 1.1 | 1.1 | IPP Non-CHP
58834 | CH4 Power Inc | 58971 | California Dairy Energy I LLC | UNIT1 | Other Waste Biomass | 1.1 | 1.1 | IPP Non-CHP
58834 | CH4 Power Inc | 58971 | California Dairy Energy I LLC | UNIT2 | Other Waste Biomass | 1.1 | 1.1 | IPP Non-CHP
58834 | CH4 Power Inc | 58971 | California Dairy Energy I LLC | UNIT3 | Other Waste Biomass | 1.1 | 1.1 | IPP Non-CHP
58835 | Akron Energy Systems LLC | 54265 | Akron Recycle Energy Plant | 1 | Wood/Wood Waste Biomass | 2 | 2 | Commercial CHP
58835 | Akron Energy Systems LLC | 54265 | Akron Recycle Energy Plant | 2 | Wood/Wood Waste Biomass | 2 | 2 | Commercial CHP
58837 | Fairview Farms Solar LLC | 58974 | Fairview Farms Solar | PV1 | Solar Photovoltaic | 2 | 0.8 | IPP Non-CHP
58839 | Central Valley Ag Power LLC | 58978 | Central Valley Ag Power | CVAP | Other Waste Biomass | 1.5 | 1.5 | IPP Non-CHP
58841 | Broken Bow Wind II, LLC | 58981 | Broken Bow Wind II, LLC | BBII | Onshore Wind Turbine | 73.1 | 73.1 | IPP Non-CHP
58844 | Dept of Corrections NCCI Wind | 58992 | Dept of Corrections NCCI Wind | WND-1 | Onshore Wind Turbine | 1.7 | 1.7 | Commercial Non-CHP
58844 | Dept of Corrections NCCI Wind | 58992 | Dept of Corrections NCCI Wind | WND-2 | Onshore Wind Turbine | 1.7 | 1.7 | Commercial Non-CHP
58845 | Pine Tree Landfill | 58993 | Pine Tree Landfill Gas to Energy | 3201 | Landfill Gas | 1.1 | 0.9 | IPP Non-CHP
58845 | Pine Tree Landfill | 58993 | Pine Tree Landfill Gas to Energy | 3202 | Landfill Gas | 1.1 | 0.9 | IPP Non-CHP
58845 | Pine Tree Landfill | 58993 | Pine Tree Landfill Gas to Energy | 3203 | Landfill Gas | 1.1 | 0.9 | IPP Non-CHP
58860 | Southbridge Recycling and Disposal Park, Inc | 59011 | Southbridge Landfill Gas-to-Energy | CAT | Landfill Gas | 1.6 | 1.5 | IPP Non-CHP
58863 | Main Street Power | 57765 | Arizona Western College PV | SFC | Solar Photovoltaic | 1 | 1 | IPP Non-CHP
58863 | Main Street Power | 57765 | Arizona Western College PV | SHP | Solar Photovoltaic | 0.9 | 0.9 | IPP Non-CHP
58863 | Main Street Power | 57765 | Arizona Western College PV | STE | Solar Photovoltaic | 0.9 | 0.9 | IPP Non-CHP
58863 | Main Street Power | 57765 | Arizona Western College PV | SWD | Solar Photovoltaic | 0.9 | 0.9 | IPP Non-CHP
58863 | Main Street Power | 58292 | Jewish Community Center PV | JCC | Solar Photovoltaic | 1.1 | 1.1 | IPP Non-CHP
58863 | Main Street Power | 58293 | Paradise Valley H.S. PV | PVH | Solar Photovoltaic | 1.3 | 1.3 | IPP Non-CHP
58863 | Main Street Power | 59013 | Scituate PV | SCT | Solar Photovoltaic | 2.5 | 2.5 | IPP Non-CHP
58863 | Main Street Power | 59014 | Bolton PV | BLT | Solar Photovoltaic | 4.9 | 4.9 | IPP Non-CHP
58863 | Main Street Power | 59015 | Stow PV | STW | Solar Photovoltaic | 2 | 2 | IPP Non-CHP
58864 | Lake County Solar LLC | 59018 | East Chicago | 1 | Solar Photovoltaic | 2 | 2 | IPP Non-CHP
58864 | Lake County Solar LLC | 59019 | Griffith | 1 | Solar Photovoltaic | 2 | 2 | IPP Non-CHP
58866 | Ipswich Wind Independence | 59023 | Ipswich Wind Independence | GEN 1 | Onshore Wind Turbine | 2 | 2 | IPP Non-CHP
58867 | Kingston Wind Independence | 59022 | Kingston Wind Independence | 1 | Onshore Wind Turbine | 2 | 2 | IPP Non-CHP
58869 | Case Western Reserve University | 59024 | Euclid Farm, Stamco N-54 | N-54 | Onshore Wind Turbine | 1 | 1 | IPP Non-CHP
58870 | City Council of Baltimore City | 59026 | Back River Waste Water Treatment | CHP 1 | Other Waste Biomass | 1.1 | 1.9 | IPP Non-CHP
58870 | City Council of Baltimore City | 59026 | Back River Waste Water Treatment | CHP 2 | Other Waste Biomass | 1.1 | 1.9 | IPP Non-CHP
58870 | City Council of Baltimore City | 59026 | Back River Waste Water Treatment | SOLAR | Solar Photovoltaic | 0.8 | 0.8 | IPP Non-CHP
58871 | Citizens Enterprises Corporation | 59028 | Agawam Solar | 0028 | Solar Photovoltaic | 1.5 | 1.5 | IPP Non-CHP
58871 | Citizens Enterprises Corporation | 59029 | Rehoboth Solar | 0040 | Solar Photovoltaic | 2 | 2 | IPP Non-CHP
58871 | Citizens Enterprises Corporation | 59030 | Chicopee Solar | 0036 | Solar Photovoltaic | 3 | 3 | IPP Non-CHP
58871 | Citizens Enterprises Corporation | 59031 | Route 57 Solar | 0027 | Solar Photovoltaic | 1.5 | 1.5 | IPP Non-CHP
58871 | Citizens Enterprises Corporation | 59032 | EBZ Solar | 0031 | Solar Photovoltaic | 2.5 | 2.5 | IPP Non-CHP
58871 | Citizens Enterprises Corporation | 59033 | Whately Solar | 0024 | Solar Photovoltaic | 1.5 | 1.5 | IPP Non-CHP
58874 | Battleground Solar 1, LLC | 59038 | Battleground | GEN1 | Solar Photovoltaic | 3.5 | 3.5 | IPP Non-CHP
58875 | FLS Solar 110 Solar LLC | 59042 | Ellerbe | GEN 1 | Solar Photovoltaic | 2 | 2 | IPP Non-CHP
58876 | Beulaville Solar LLC | 59039 | Beulaville | GEN 1 | Solar Photovoltaic | 2 | 2 | IPP Non-CHP
58879 | 651 Chase Solar NG LLC | 59046 | 651 Chase Solar NG | PV1 | Solar Photovoltaic | 2.5 | 1 | IPP Non-CHP
58883 | ERWR Whitcomb Farm Solar LLC | 59049 | Whitcomb Solar Farm | PS01 | Solar Photovoltaic | 2.2 | 2.2 | IPP Non-CHP
58884 | FLS Solar 100 LLC | 59052 | Fairmont-FLS 100 | GEN 1 | Solar Photovoltaic | 4 | 4 | IPP Non-CHP
58885 | Wallace Solar LLC | 59050 | Wallace | GEN 1 | Solar Photovoltaic | 2 | 2 | IPP Non-CHP
58886 | Kenansville Solar LLC | 59051 | Kenansville | GEN 1 | Solar Photovoltaic | 2 | 2 | IPP Non-CHP
58888 | City of Pittsfield | 59060 | Waste Water Treatment Plant | WWPV | Solar Photovoltaic | 1.5 | 0.3 | IPP Non-CHP
58889 | Dominion Cove Point LNG, LP | 59073 | Cove Point LNG Terminal | 111JA | Natural Gas Fired Combustion Turbine | 9.4 | 8.5 | Commercial Non-CHP
58889 | Dominion Cove Point LNG, LP | 59073 | Cove Point LNG Terminal | 111JB | Natural Gas Fired Combustion Turbine | 9.4 | 8.5 | Commercial Non-CHP
58889 | Dominion Cove Point LNG, LP | 59073 | Cove Point LNG Terminal | 111JC | Natural Gas Fired Combustion Turbine | 9.4 | 8.5 | Commercial Non-CHP
58889 | Dominion Cove Point LNG, LP | 59073 | Cove Point LNG Terminal | 214JA | Natural Gas Fired Combustion Turbine | 23.9 | 21.7 | Commercial Non-CHP
58889 | Dominion Cove Point LNG, LP | 59073 | Cove Point LNG Terminal | 214JB | Natural Gas Fired Combustion Turbine | 23.9 | 21.7 | Commercial Non-CHP
58889 | Dominion Cove Point LNG, LP | 59073 | Cove Point LNG Terminal | 311JA | Natural Gas Fired Combustion Turbine | 15.6 | 12.9 | Commercial Non-CHP
58892 | Wooster Renewable Energy LLC | 59072 | Wooster Renewable Energy | WRE 1 | Other Waste Biomass | 1 | 1 | Industrial Non-CHP
58893 | Xeres Ventures LLC | 59074 | SC 1 Data Center, Phase 2 | EG10B | Petroleum Liquids | 2.3 | 2.3 | IPP Non-CHP
58893 | Xeres Ventures LLC | 59074 | SC 1 Data Center, Phase 2 | EG11A | Petroleum Liquids | 2.3 | 2.3 | IPP Non-CHP
58893 | Xeres Ventures LLC | 59074 | SC 1 Data Center, Phase 2 | EG11B | Petroleum Liquids | 2.3 | 2.3 | IPP Non-CHP
58893 | Xeres Ventures LLC | 59074 | SC 1 Data Center, Phase 2 | EG12A | Petroleum Liquids | 2.3 | 2.3 | IPP Non-CHP
58893 | Xeres Ventures LLC | 59074 | SC 1 Data Center, Phase 2 | EG12B | Petroleum Liquids | 2.3 | 2.3 | IPP Non-CHP
58893 | Xeres Ventures LLC | 59074 | SC 1 Data Center, Phase 2 | EG13A | Petroleum Liquids | 2.3 | 2.3 | IPP Non-CHP
58893 | Xeres Ventures LLC | 59074 | SC 1 Data Center, Phase 2 | EG14A | Petroleum Liquids | 2.3 | 2.3 | IPP Non-CHP
58893 | Xeres Ventures LLC | 59074 | SC 1 Data Center, Phase 2 | EG1A | Petroleum Liquids | 2.2 | 2.2 | IPP Non-CHP
58893 | Xeres Ventures LLC | 59074 | SC 1 Data Center, Phase 2 | EG1B | Petroleum Liquids | 2.2 | 2.2 | IPP Non-CHP
58893 | Xeres Ventures LLC | 59074 | SC 1 Data Center, Phase 2 | EG2A | Petroleum Liquids | 2.2 | 2.2 | IPP Non-CHP
58893 | Xeres Ventures LLC | 59074 | SC 1 Data Center, Phase 2 | EG2B | Petroleum Liquids | 2.2 | 2.2 | IPP Non-CHP
58893 | Xeres Ventures LLC | 59074 | SC 1 Data Center, Phase 2 | EG3A | Petroleum Liquids | 2.2 | 2.2 | IPP Non-CHP
58893 | Xeres Ventures LLC | 59074 | SC 1 Data Center, Phase 2 | EG3B | Petroleum Liquids | 2.2 | 2.2 | IPP Non-CHP
58893 | Xeres Ventures LLC | 59074 | SC 1 Data Center, Phase 2 | EG4A | Petroleum Liquids | 2.2 | 2.2 | IPP Non-CHP
58893 | Xeres Ventures LLC | 59074 | SC 1 Data Center, Phase 2 | EG4B | Petroleum Liquids | 2.2 | 2.2 | IPP Non-CHP
58893 | Xeres Ventures LLC | 59074 | SC 1 Data Center, Phase 2 | EG5A | Petroleum Liquids | 2.2 | 2.2 | IPP Non-CHP
58893 | Xeres Ventures LLC | 59074 | SC 1 Data Center, Phase 2 | EG5B | Petroleum Liquids | 2.2 | 2.2 | IPP Non-CHP
58893 | Xeres Ventures LLC | 59074 | SC 1 Data Center, Phase 2 | EG6A | Petroleum Liquids | 2.2 | 2.2 | IPP Non-CHP
58893 | Xeres Ventures LLC | 59074 | SC 1 Data Center, Phase 2 | EG6B | Petroleum Liquids | 2.2 | 2.2 | IPP Non-CHP
58893 | Xeres Ventures LLC | 59074 | SC 1 Data Center, Phase 2 | EG7A | Petroleum Liquids | 2.2 | 2.2 | IPP Non-CHP
58893 | Xeres Ventures LLC | 59074 | SC 1 Data Center, Phase 2 | EG7B | Petroleum Liquids | 2.2 | 2.2 | IPP Non-CHP
58893 | Xeres Ventures LLC | 59074 | SC 1 Data Center, Phase 2 | EG8A | Petroleum Liquids | 2.2 | 2.2 | IPP Non-CHP
58893 | Xeres Ventures LLC | 59074 | SC 1 Data Center, Phase 2 | EG8B | Petroleum Liquids | 2.2 | 2.2 | IPP Non-CHP
58893 | Xeres Ventures LLC | 59074 | SC 1 Data Center, Phase 2 | EG9B | Petroleum Liquids | 2.3 | 2.3 | IPP Non-CHP
58894 | CF CVEC Owner One LLC | 59075 | Brewster Landfill | BRE1 | Solar Photovoltaic | 1 | 1 | IPP Non-CHP
58894 | CF CVEC Owner One LLC | 59077 | Chatham Landfill | CHA | Solar Photovoltaic | 1.5 | 1.5 | IPP Non-CHP
58894 | CF CVEC Owner One LLC | 59078 | Harwich Landfill | HAR1 | Solar Photovoltaic | 4 | 4 | IPP Non-CHP
58894 | CF CVEC Owner One LLC | 59079 | Katama Farm | KAT1 | Solar Photovoltaic | 1 | 1 | IPP Non-CHP
58894 | CF CVEC Owner One LLC | 59080 | Nunnepog | NUN1 | Solar Photovoltaic | 1 | 1 | IPP Non-CHP
58894 | CF CVEC Owner One LLC | 59081 | Barnstable Landfill | HAR1 | Solar Photovoltaic | 4 | 4 | IPP Non-CHP
58894 | CF CVEC Owner One LLC | 59082 | Dennis Landfill | DEN1 | Solar Photovoltaic | 5 | 5 | IPP Non-CHP
58894 | CF CVEC Owner One LLC | 59573 | Tisbury Landfill Solar | TIS1 | Solar Photovoltaic | 1.1 | 1.1 | IPP Non-CHP
58896 | Siskiyou Power Authority | 50179 | Box Canyon Dam | GEN1 | Conventional Hydroelectric | 2.5 | 2.5 | IPP Non-CHP
58896 | Siskiyou Power Authority | 50179 | Box Canyon Dam | GEN2 | Conventional Hydroelectric | 2.5 | 2.5 | IPP Non-CHP
58902 | Rockland Solar | 59090 | Rockland Solar | GEN1 | Solar Photovoltaic | 2.5 | 2.5 | IPP Non-CHP
58905 | NRG Energy Services - Plum Point | 56456 | Plum Point Energy Station | STG1 | Conventional Steam Coal | 720 | 670 | IPP Non-CHP
58906 | Chauncey Farm | 59100 | Chauncey Farm LLC | 1 | Solar Photovoltaic | 4.9 | 4.9 | IPP Non-CHP
58908 | Dragstrip Farm LLC | 59102 | Dragstrip Farm | 1 | Solar Photovoltaic | 5 | 5 | IPP Non-CHP
58911 | Market Farm LLC | 59105 | Market Farm | 1 | Solar Photovoltaic | 4.9 | 4.9 | IPP Non-CHP
58912 | Mount Olive Farm LLC | 59107 | Mount Olive Farm | 1 | Solar Photovoltaic | 5 | 5 | IPP Non-CHP
58915 | Spicewood Solar Farm LLC | 59109 | Spicewood Solar Farm LLC | 1 | Solar Photovoltaic | 5 | 5 | IPP Non-CHP
58916 | Springfield Solar 1 LLC | 59110 | Springfield Solar 1 LLC | 1 | Solar Photovoltaic | 4.9 | 4.9 | IPP Non-CHP
58921 | Bailey Farm LLC | 59127 | Bailey Farm LLC | 1 | Solar Photovoltaic | 5 | 5 | IPP Non-CHP
58922 | Daniel Farm LLC | 59126 | Daniel Farm LLC | 1 | Solar Photovoltaic | 5 | 5 | IPP Non-CHP
58923 | Kinston Solar LLC | 59125 | Kinston | 1 | Solar Photovoltaic | 2 | 2 | IPP Non-CHP
58924 | Martin Creek Farm LLC | 59124 | Martin Creek Farm LLC | 1 | Solar Photovoltaic | 3 | 3 | IPP Non-CHP
58925 | Moncure Farm LLC | 59123 | Moncure Farm LLC | 1 | Solar Photovoltaic | 5 | 5 | IPP Non-CHP
58926 | Anderson Farm LLC | 59115 | Anderson Farm LLC | 1 | Solar Photovoltaic | 1.9 | 1.9 | IPP Non-CHP
58927 | Snow Hill Solar 2 LLC | 59106 | Snow Hill Solar 2 LLC | 1 | Solar Photovoltaic | 2 | 2 | IPP Non-CHP
58928 | Berry Plastics Solar | 59097 | Berry Plastics Solar | PV1 | Solar Photovoltaic | 10.1 | 10.1 | IPP Non-CHP
58929 | Cape May County Municipal | 59116 | Woodbine Landfill Plant | V1021 | Landfill Gas | 3.2 | 2.1 | Commercial Non-CHP
58940 | Warsaw Solar, LLC | 59119 | Warsaw I | PV1 | Solar Photovoltaic | 2 | 2 | IPP Non-CHP
58941 | Warsaw Solar 2 LLC | 59120 | Warsaw II | PV1 | Solar Photovoltaic | 2 | 2 | IPP Non-CHP
58944 | Enerparc CA 1, LLC | 59122 | Enerparc CA1 LLC | ECA11 | Solar Photovoltaic | 1.5 | 1.5 | IPP Non-CHP
58945 | Wood Group Power Plant Services Inc | 54423 | Quantum Lake Power LP | GT1 | Natural Gas Fired Combined Cycle | 48.8 | 48.5 | IPP CHP
58945 | Wood Group Power Plant Services Inc | 54423 | Quantum Lake Power LP | GT2 | Natural Gas Fired Combined Cycle | 58.9 | 48.5 | IPP CHP
58945 | Wood Group Power Plant Services Inc | 54423 | Quantum Lake Power LP | ST1 | Natural Gas Fired Combined Cycle | 26.5 | 24 | IPP CHP
58945 | Wood Group Power Plant Services Inc | 54424 | Quantum Pasco Power LP | EDG1 | Petroleum Liquids | 1.2 | 1.2 | IPP CHP
58945 | Wood Group Power Plant Services Inc | 54424 | Quantum Pasco Power LP | EDG2 | Petroleum Liquids | 1.2 | 1.2 | IPP CHP
58945 | Wood Group Power Plant Services Inc | 54424 | Quantum Pasco Power LP | GT1 | Natural Gas Fired Combined Cycle | 57.4 | 48.5 | IPP CHP
58945 | Wood Group Power Plant Services Inc | 54424 | Quantum Pasco Power LP | GT2 | Natural Gas Fired Combined Cycle | 57.4 | 48.5 | IPP CHP
58945 | Wood Group Power Plant Services Inc | 54424 | Quantum Pasco Power LP | ST1 | Natural Gas Fired Combined Cycle | 26.5 | 24 | IPP CHP
58948 | Manatee County Utilities Department | 59142 | Manatee County LFGTE | IC1 | Landfill Gas | 1.6 | 1.6 | IPP Non-CHP
58949 | Hangar 160 LLC | 59144 | Brighton PV Solar Plant | 15755 | Solar Photovoltaic | 1.8 | 1.8 | IPP Non-CHP
58960 | Timberline Energy LLC | 59143 | Front Range Project | FR-1 | Landfill Gas | 3.2 | 3.1 | IPP Non-CHP
58961 | United Therapeutics Corporation | 59146 | XPF Solar Field | PV1 | Solar Photovoltaic | 3.9 | 2.3 | IPP Non-CHP
58969 | Harvest Power Orlando LLC | 59151 | Harvest Power Orlando | CHP 1 | Other Waste Biomass | 1.6 | 1.6 | Commercial Non-CHP
58969 | Harvest Power Orlando LLC | 59151 | Harvest Power Orlando | CHP 2 | Other Waste Biomass | 1.6 | 1.6 | Commercial Non-CHP
58970 | Ecoplexus, Inc | 59156 | Carter PV1 | CTR1 | Solar Photovoltaic | 5 | 5 | IPP Non-CHP
58970 | Ecoplexus, Inc | 59157 | Pecan PV1 | PEC1 | Solar Photovoltaic | 5 | 5 | IPP Non-CHP
58970 | Ecoplexus, Inc | 59158 | Langley PV1 | LNG1 | Solar Photovoltaic | 5 | 5 | IPP Non-CHP
58970 | Ecoplexus, Inc | 59198 | Sterling PV 3 | STER3 | Solar Photovoltaic | 1.6 | 1.6 | IPP Non-CHP
58970 | Ecoplexus, Inc | 59199 | Mesa PV1 | MESA1 | Solar Photovoltaic | 1.6 | 1.6 | IPP Non-CHP
58971 | Danskammer Energy | 2480 | Danskammer Generating Station | 1 | Petroleum Liquids | 72 | 60.7 | IPP Non-CHP
58971 | Danskammer Energy | 2480 | Danskammer Generating Station | 2 | Petroleum Liquids | 73.5 | 59.5 | IPP Non-CHP
58971 | Danskammer Energy | 2480 | Danskammer Generating Station | 3 | Conventional Steam Coal | 147.1 | 137.5 | IPP Non-CHP
58971 | Danskammer Energy | 2480 | Danskammer Generating Station | 4 | Conventional Steam Coal | 239.4 | 232 | IPP Non-CHP
58971 | Danskammer Energy | 2480 | Danskammer Generating Station | 5 | Petroleum Liquids | 2.7 | 2.5 | IPP Non-CHP
58971 | Danskammer Energy | 2480 | Danskammer Generating Station | 6 | Petroleum Liquids | 2.7 | 2.5 | IPP Non-CHP
58975 | Jakana Solar | 59170 | Jakana Solar | 5MWPV | Solar Photovoltaic | 5 | 5 | IPP Non-CHP
58976 | PsomasFMG Lancaster Solar Crest, LLC | 59167 | Lancaster Solar 1 | LS1 | Solar Photovoltaic | 1.5 | 1.5 | IPP Non-CHP
58976 | PsomasFMG Lancaster Solar Crest, LLC | 59169 | Lancaster Solar 2 | LS2 | Solar Photovoltaic | 1.5 | 1.5 | IPP Non-CHP
58977 | Bridgeport Disposal LLC | 59166 | Bridgeport Disposal Solar Farm | BRIDG | Solar Photovoltaic | 1.2 | 1.2 | Commercial Non-CHP
58979 | Windsor Solar LLC | 59171 | Windsor Solar | 5MWPV | Solar Photovoltaic | 5 | 5 | IPP Non-CHP
58980 | Lewiston Solar LLC | 59174 | Lewiston Solar | 5MWPV | Solar Photovoltaic | 5 | 5 | IPP Non-CHP
58983 | Williamston Solar LLC | 59176 | Williamston Solar | 5MWPV | Solar Photovoltaic | 5 | 5 | IPP Non-CHP
58986 | AgriReNew | 59181 | AgriReNew | 00001 | Other Waste Biomass | 1 | 1 | IPP CHP
58992 | AgPower DCD, LLC | 57344 | Cargill Dry Creek Biofactory | GS1 | Other Waste Biomass | 0.8 | 0.8 | Industrial CHP
58992 | AgPower DCD, LLC | 57344 | Cargill Dry Creek Biofactory | GS2 | Other Waste Biomass | 0.8 | 0.8 | Industrial CHP
58992 | AgPower DCD, LLC | 57344 | Cargill Dry Creek Biofactory | GS3 | Other Waste Biomass | 0.8 | 0.8 | Industrial CHP
58993 | East Wayne Solar LLC | 59189 | East Wayne Solar LLC | 1 | Solar Photovoltaic | 2 | 2 | IPP Non-CHP
58995 | Vickers Farm LLC | 59190 | Vickers | 1 | Solar Photovoltaic | 2 | 2 | IPP Non-CHP
58996 | Soluga Farms 1 LLC | 59191 | Soluga Farms 1 | 1 | Solar Photovoltaic | 5 | 5 | IPP Non-CHP
58997 | Soluga Farms 2 LLC | 59192 | Soluga Farms 2 LLC | 1 | Solar Photovoltaic | 5 | 5 | IPP Non-CHP
59004 | Sequoia PV 3 LLC | 59219 | Porterville 6 and 7 | PV1 | Solar Photovoltaic | 1.5 | 1.5 | IPP Non-CHP
59004 | Sequoia PV 3 LLC | 59219 | Porterville 6 and 7 | PV2 | Solar Photovoltaic | 1.5 | 1.5 | IPP Non-CHP
59015 | ESG Biofuels (Southern Georgia) Company LLC | 59221 | Pecan Row Landfill To Electric Facility | GEN1 | Landfill Gas | 1.6 | 1.6 | IPP Non-CHP
59015 | ESG Biofuels (Southern Georgia) Company LLC | 59221 | Pecan Row Landfill To Electric Facility | GEN2 | Landfill Gas | 1.6 | 1.6 | IPP Non-CHP
59015 | ESG Biofuels (Southern Georgia) Company LLC | 59221 | Pecan Row Landfill To Electric Facility | GEN3 | Landfill Gas | 1.6 | 1.6 | IPP Non-CHP
59041 | Lone Valley Solar Park II LLC | 59237 | Lone Valley Solar Park II LLC | CPII | Solar Photovoltaic | 20 | 20 | IPP Non-CHP
59044 | Windthorst-2 LLC | 59238 | Windthorst-2 | WND2 | Onshore Wind Turbine | 67.6 | 67.6 | IPP Non-CHP
59045 | Eagle Springs Solar LLC | 59239 | Eagle Springs Solar LLC | ESS01 | Solar Photovoltaic | 1 | 0.8 | IPP Non-CHP
59050 | Algonquin Power Co | 57284 | Minonk Wind Farm | 1 | Onshore Wind Turbine | 200 | 192.3 | IPP Non-CHP
59050 | Algonquin Power Co | 57285 | Sandy Ridge Wind Farm | 1 | Onshore Wind Turbine | 50 | 48.2 | IPP Non-CHP
59050 | Algonquin Power Co | 57964 | Shady Oaks Wind Farm | 1 | Onshore Wind Turbine | 109.5 | 109.5 | IPP Non-CHP
59050 | Algonquin Power Co | 57981 | Senate Wind LLC | GEN1 | Onshore Wind Turbine | 150 | 150 | IPP Non-CHP
59063 | Camden Solar Center, LLC | 59248 | CCMUA | CCMUA | Solar Photovoltaic | 1.5 | 1.5 | IPP Non-CHP
59069 | CIP II/AR Bridgewater Holdings LLC | 10122 | CIP II/AR Bridgewater Holdings - NJCOE | 02 | Natural Gas Fired Combustion Turbine | 5 | 4.1 | Commercial CHP
59089 | Merced Solar LLC | 59265 | Merced Solar LLC | PV8 | Solar Photovoltaic | 1.5 | 1.5 | IPP Non-CHP
59090 | Mission Solar LLC | 59267 | Mission Solar LLC | PV9 | Solar Photovoltaic | 1.5 | 1.5 | IPP Non-CHP
59091 | Hollister Solar LLC | 59268 | Hollister Solar LLC | PV10 | Solar Photovoltaic | 1.5 | 1.5 | IPP Non-CHP
59092 | Ampersand Moretown Hydro LLC | 52033 | Moretown Generating Station | 1 | Conventional Hydroelectric | 1.2 | 0.3 | IPP Non-CHP
59093 | Hidden View Dairy, LLC | 59260 | Hidden View Dairy, LLC | HV1 | Other Waste Biomass | 0.9 | 0.7 | Industrial Non-CHP
59093 | Hidden View Dairy, LLC | 59260 | Hidden View Dairy, LLC | HV2 | Other Waste Biomass | 0.4 | 0.3 | Industrial Non-CHP
59097 | WED NK Green LLC | 59295 | WED NK Green | NKG1 | Onshore Wind Turbine | 1.5 | 1.5 | IPP Non-CHP
59099 | New Dimension Energy Company, LLC | 50001 | Altamont Midway Ltd | WTGS | Onshore Wind Turbine | 10.9 | 10.9 | IPP Non-CHP
59099 | New Dimension Energy Company, LLC | 50534 | Santa Clara (85C) | WGNS | Onshore Wind Turbine | 18 | 18 | IPP Non-CHP
59099 | New Dimension Energy Company, LLC | 50818 | Dyer Road | GEN1 | Onshore Wind Turbine | 10.5 | 10.5 | IPP Non-CHP
59099 | New Dimension Energy Company, LLC | 54258 | Westwind Trust | WIN1 | Onshore Wind Turbine | 16 | 16 | IPP Non-CHP
59099 | New Dimension Energy Company, LLC | 54681 | Difwind Farms Ltd I | EXIS | Onshore Wind Turbine | 7.3 | 7.3 | IPP Non-CHP
59099 | New Dimension Energy Company, LLC | 54682 | Difwind Farms Ltd II | EXIS | Onshore Wind Turbine | 5.5 | 5.4 | IPP Non-CHP
59099 | New Dimension Energy Company, LLC | 54685 | Difwind Farms Ltd V | EXIS | Onshore Wind Turbine | 11.7 | 11.6 | IPP Non-CHP
59100 | Sunlight General Solar Fund II, LLC | 56877 | Hall's Warehouse Solar Project | TBD | Solar Photovoltaic | 1.7 | 1.7 | IPP Non-CHP
59100 | Sunlight General Solar Fund II, LLC | 59297 | Carrier Clinic | CARRI | Solar Photovoltaic | 1.5 | 1.5 | IPP Non-CHP
59102 | Wessington Wind | 56650 | Wessington Springs | 1 | Onshore Wind Turbine | 51 | 51 | IPP Non-CHP
59104 | Sequoia PV 2, LLC | 59300 | Hanford 1 and 2 | HAN1 | Solar Photovoltaic | 1.5 | 1.5 | IPP Non-CHP
59104 | Sequoia PV 2, LLC | 59300 | Hanford 1 and 2 | HAN2 | Solar Photovoltaic | 1.5 | 1.5 | IPP Non-CHP
59115 | NextEra Energy Seiling Wind | 59311 | Seiling Wind I | SEIL1 | Onshore Wind Turbine | 199 | 199 | IPP Non-CHP
59115 | NextEra Energy Seiling Wind | 59312 | Seiling Wind II | SEIL2 | Onshore Wind Turbine | 98.6 | 98.6 | IPP Non-CHP
59122 | The Medical Center Company | 59324 | MCCo Solar Generating Facility | MCCO1 | Solar Photovoltaic | 1 | 0.6 | IPP Non-CHP
59125 | Marlboro Mushroom | 59327 | Marlboro Mushrooms Solar Field | GEN1 | Solar Photovoltaic | 1 | 1 | Industrial Non-CHP
59129 | Foundation CA Fund VII Manager, LLC | 59328 | Golden Acorn Casino | GAC1 | Onshore Wind Turbine | 1 | 1 | Commercial Non-CHP
59129 | Foundation CA Fund VII Manager, LLC | 59329 | City of Soledad Water Reclamation | SOL1 | Onshore Wind Turbine | 1 | 1 | IPP Non-CHP
59129 | Foundation CA Fund VII Manager, LLC | 59330 | Taylor Farms | TAY1 | Onshore Wind Turbine | 1 | 1 | IPP Non-CHP
59129 | Foundation CA Fund VII Manager, LLC | 59331 | Anheuser-Busch #2 | ANB2 | Onshore Wind Turbine | 1.6 | 1.6 | Industrial Non-CHP
59135 | Inst and Envir Div Marine Logistics Base | 59335 | MCLB Landfill Gas to Energy | GEN1 | Other Waste Biomass | 1.9 | 1.9 | IPP CHP
59136 | Ampersand Hollow Dam Hydro LLC | 10124 | Hollow Dam Power Partnership | HY1 | Conventional Hydroelectric | 0.5 | 0.3 | IPP Non-CHP
59136 | Ampersand Hollow Dam Hydro LLC | 10124 | Hollow Dam Power Partnership | HY2 | Conventional Hydroelectric | 0.5 | 0.3 | IPP Non-CHP
59139 | SunEdison LLC | 59182 | Hesperia | 10-94 | Solar Photovoltaic | 1.5 | 1.5 | IPP Non-CHP
59139 | SunEdison LLC | 59359 | SCE-Snowline-Duncan Road (North) | 10400 | Solar Photovoltaic | 1.5 | 1.5 | IPP Non-CHP
59139 | SunEdison LLC | 59360 | SCE-Snowline-Duncan Road (South) | 11113 | Solar Photovoltaic | 1 | 1 | IPP Non-CHP
59139 | SunEdison LLC | 59421 | SCE-Snowline-White Road (South) | 11111 | Solar Photovoltaic | 1.5 | 1.5 | IPP Non-CHP
59139 | SunEdison LLC | 59422 | SCE-Snowline-White Road (North) | 10401 | Solar Photovoltaic | 1.5 | 1.5 | IPP Non-CHP
59139 | SunEdison LLC | 59423 | SCE-Snowline-White Rd (Central) | 10402 | Solar Photovoltaic | 1.5 | 1.5 | IPP Non-CHP
59140 | Dorena Hydro, LLC | 59357 | Dorena Hydro-Electric Facility | FRNCS | Conventional Hydroelectric | 1.4 | 1.4 | IPP Non-CHP
59140 | Dorena Hydro, LLC | 59357 | Dorena Hydro-Electric Facility | KAPLN | Conventional Hydroelectric | 6.1 | 6.1 | IPP Non-CHP
59141 | Devens | 59358 | Devens | MA2 | Solar Photovoltaic | 3 | 2 | IPP Non-CHP
59147 | Broshco Fabricated Products | 59373 | Broshco Fabricated Products | 1 | Natural Gas Fired Combustion Turbine | 1.2 | 1.2 | Industrial CHP
59147 | Broshco Fabricated Products | 59373 | Broshco Fabricated Products | 2 | Natural Gas Fired Combustion Turbine | 1.2 | 1.2 | Industrial CHP
59147 | Broshco Fabricated Products | 59373 | Broshco Fabricated Products | 3 | Natural Gas Fired Combustion Turbine | 1.2 | 1.2 | Industrial CHP
59147 | Broshco Fabricated Products | 59373 | Broshco Fabricated Products | 4 | Natural Gas Fired Combustion Turbine | 1.1 | 1.1 | Industrial CHP
59148 | BP Helios Plaza | 59378 | Helios Plaza CHP Plant | GEN1 | Natural Gas Fired Combustion Turbine | 4.3 | 4.3 | IPP CHP
59149 | Dunn Solar, LLC | 59376 | Dunn | DUNN1 | Solar Photovoltaic | 2 | 2 | IPP Non-CHP
59150 | Rose Hill Solar LLC | 59375 | Rose Hill | ROSE1 | Solar Photovoltaic | 2 | 2 | IPP Non-CHP
59153 | FLS Solar 80, LLC | 59377 | Town of Cary | CARY1 | Solar Photovoltaic | 1.5 | 1.5 | IPP Non-CHP
59155 | First Wind O&M, LLC | 56448 | Mars Hill Wind Farm Project | 1 | Onshore Wind Turbine | 42 | 42 | IPP Non-CHP
59155 | First Wind O&M, LLC | 56449 | Kaheawa Pastures Wind Farm | 1 | Onshore Wind Turbine | 30 | 30 | IPP Non-CHP
59155 | First Wind O&M, LLC | 56575 | Steel Winds Wind Farm | 1 | Onshore Wind Turbine | 20 | 20 | IPP Non-CHP
59155 | First Wind O&M, LLC | 56633 | Dutch Hill Wind Project | 1 | Onshore Wind Turbine | 37.5 | 37.5 | IPP Non-CHP
59155 | First Wind O&M, LLC | 56634 | Cohocton Wind Project | 1 | Onshore Wind Turbine | 87.5 | 87.5 | IPP Non-CHP
59155 | First Wind O&M, LLC | 56989 | Stetson Wind I | 1 | Onshore Wind Turbine | 57 | 57 | IPP Non-CHP
59155 | First Wind O&M, LLC | 56990 | Rollins Wind Project | 1 | Onshore Wind Turbine | 60 | 60 | IPP Non-CHP
59155 | First Wind O&M, LLC | 56991 | Stetson Wind II | 1 | Onshore Wind Turbine | 25.5 | 25.5 | IPP Non-CHP
59155 | First Wind O&M, LLC | 57078 | Steel Winds II | 1 | Onshore Wind Turbine | 15 | 15 | IPP Non-CHP
59155 | First Wind O&M, LLC | 57079 | Milford Wind Corridor I LLC | 1 | Onshore Wind Turbine | 203.5 | 203.5 | IPP Non-CHP
59155 | First Wind O&M, LLC | 57080 | Sheffield Wind | 1 | Onshore Wind Turbine | 40 | 40 | IPP Non-CHP
59155 | First Wind O&M, LLC | 57082 | Kaheawa Wind Power II LLC | 1 | Onshore Wind Turbine | 21 | 21 | IPP Non-CHP
59155 | First Wind O&M, LLC | 57082 | Kaheawa Wind Power II LLC | 2 | Batteries | 10 | 10 | IPP Non-CHP
59155 | First Wind O&M, LLC | 57083 | Bull Hill Wind Project | 1 | Onshore Wind Turbine | 34.5 | 34.5 | IPP Non-CHP
59155 | First Wind O&M, LLC | 57087 | Kahuku Wind Power LLC | 1 | Onshore Wind Turbine | 30 | 30 | IPP Non-CHP
59155 | First Wind O&M, LLC | 57530 | Palouse | 1 | Onshore Wind Turbine | 105.3 | 105.3 | IPP Non-CHP
59155 | First Wind O&M, LLC | 58275 | Mass Midstate Solar 3 | 1 | Solar Photovoltaic | 4 | 4 | IPP Non-CHP
59155 | First Wind O&M, LLC | 58276 | Mass Midstate Solar 2 | 1 | Solar Photovoltaic | 5 | 5 | IPP Non-CHP
59155 | First Wind O&M, LLC | 58279 | Mass Midstate Solar 1 | 1 | Solar Photovoltaic | 5 | 5 | IPP Non-CHP
59155 | First Wind O&M, LLC | 58280 | Millbury Solar | 1 | Solar Photovoltaic | 3 | 3 | IPP Non-CHP
59157 | The Methodist Hospital | 59381 | The Methodist Hospital, Gas Turbine | GT-1 | Natural Gas Fired Combustion Turbine | 5 | 3 | Commercial CHP
59159 | Central Electric Power | 7814 | Webb Forging | 1 | Petroleum Liquids | 2.9 | 2.4 | Electric Utility
59159 | Central Electric Power | 7814 | Webb Forging | 2 | Petroleum Liquids | 2.9 | 2.4 | Electric Utility
59159 | Central Electric Power | 7957 | Sediver | 1 | Petroleum Liquids | 2.9 | 2.4 | Electric Utility
59159 | Central Electric Power | 56129 | Thermal Kem | 1 | Petroleum Liquids | 2.9 | 2.4 | Electric Utility
59159 | Central Electric Power | 56131 | Valenite | 1 | Petroleum Liquids | 2.9 | 2.4 | Electric Utility
59159 | Central Electric Power | 56132 | Honea Path | 1 | Petroleum Liquids | 2.9 | 2.4 | Electric Utility
59160 | East Kansas Agri-Energy, LLC | 59383 | East Kansas Agri-Energy, LLC | KATO | All Other | 2 | 0.8 | Industrial Non-CHP
59162 | COMM Engineering | 54927 | Grand Isle Gas Plant / Treating Station | 1 | Natural Gas Internal Combustion Engine | 3 | 2.9 | Industrial Non-CHP
59162 | COMM Engineering | 54927 | Grand Isle Gas Plant / Treating Station | 2 | Natural Gas Internal Combustion Engine | 3 | 2.9 | Industrial Non-CHP
59162 | COMM Engineering | 54927 | Grand Isle Gas Plant / Treating Station | 3 | Natural Gas Internal Combustion Engine | 3 | 2.9 | Industrial Non-CHP
59170 | North American Biofuels, LLC | 59392 | Blue Ridge Generating | GEN1 | Landfill Gas | 1.6 | 1.2 | IPP Non-CHP
59171 | Suncore Photovoltaics, Inc | 59393 | Eubank Landfill Solar Array | ESNM1 | Solar Photovoltaic | 2 | 2 | IPP Non-CHP
59173 | City of Tulare Water Pollution Control | 59395 | City of Tulare Water Facility | C2550 | Other Waste Biomass | 0.5 | 0.4 | Commercial CHP
59173 | City of Tulare Water Pollution Control | 59395 | City of Tulare Water Facility | DFC30 | Other Waste Biomass | 1.4 | 1.1 | Commercial CHP
59173 | City of Tulare Water Pollution Control | 59395 | City of Tulare Water Facility | PV302 | Solar Photovoltaic | 0.1 | 0.1 | Commercial CHP
59173 | City of Tulare Water Pollution Control | 59395 | City of Tulare Water Facility | SC500 | Solar Photovoltaic | 1 | 1 | Commercial CHP
59174 | CD US Solar MT3, LLC | 59396 | Shaffer | SHF01 | Solar Photovoltaic | 5 | 5 | IPP Non-CHP
59174 | CD US Solar MT3, LLC | 59397 | LandPro-1 | SNL17 | Solar Photovoltaic | 1.5 | 1.5 | IPP Non-CHP
59174 | CD US Solar MT3, LLC | 59398 | LandPro-2 | SNL18 | Solar Photovoltaic | 1.5 | 1.5 | IPP Non-CHP
59174 | CD US Solar MT3, LLC | 59399 | LandPro-3 | SNL19 | Solar Photovoltaic | 1.5 | 1.5 | IPP Non-CHP
59175 | Searchlight Solar LLC | 59404 | Searchlight Solar | 1 | Solar Photovoltaic | 17.5 | 17.5 | IPP Non-CHP
59177 | Petra Engineering | 59439 | COC Surry LFG, LLC | UNIT1 | Landfill Gas | 1.6 | 1.5 | IPP Non-CHP
59178 | Brookfield Black Bear Hydro, LLC | 1469 | Ellsworth Hydro Station | EL01 | Conventional Hydroelectric | 2.5 | 2.6 | IPP Non-CHP
59178 | Brookfield Black Bear Hydro, LLC | 1469 | Ellsworth Hydro Station | EL02 | Conventional Hydroelectric | 2 | 2.1 | IPP Non-CHP
59178 | Brookfield Black Bear Hydro, LLC | 1469 | Ellsworth Hydro Station | EL03 | Conventional Hydroelectric | 2 | 2.1 | IPP Non-CHP
59178 | Brookfield Black Bear Hydro, LLC | 1469 | Ellsworth Hydro Station | EL04 | Conventional Hydroelectric | 2.4 | 2.5 | IPP Non-CHP
59178 | Brookfield Black Bear Hydro, LLC | 1472 | Howland Hydro Station | HL01 | Conventional Hydroelectric | 0.6 | 0.6 | IPP Non-CHP
59178 | Brookfield Black Bear Hydro, LLC | 1472 | Howland Hydro Station | HL02 | Conventional Hydroelectric | 0.6 | 0.6 | IPP Non-CHP
59178 | Brookfield Black Bear Hydro, LLC | 1472 | Howland Hydro Station | HL03 | Conventional Hydroelectric | 0.6 | 0.6 | IPP Non-CHP
59178 | Brookfield Black Bear Hydro, LLC | 1475 | Milford Hydro Station | MF01 | Conventional Hydroelectric | 0.7 | 0.7 | IPP Non-CHP
59178 | Brookfield Black Bear Hydro, LLC | 1475 | Milford Hydro Station | MF02 | Conventional Hydroelectric | 0.7 | 0.7 | IPP Non-CHP
59178 | Brookfield Black Bear Hydro, LLC | 1475 | Milford Hydro Station | MF03 | Conventional Hydroelectric | 1.6 | 1.6 | IPP Non-CHP
59178 | Brookfield Black Bear Hydro, LLC | 1475 | Milford Hydro Station | MF04 | Conventional Hydroelectric | 1.6 | 1.6 | IPP Non-CHP
59178 | Brookfield Black Bear Hydro, LLC | 1475 | Milford Hydro Station | MF05 | Conventional Hydroelectric | 1.6 | 1.6 | IPP Non-CHP
59178 | Brookfield Black Bear Hydro, LLC | 1475 | Milford Hydro Station | MF06 | Conventional Hydroelectric | 1.6 | 1.6 | IPP Non-CHP
59178 | Brookfield Black Bear Hydro, LLC | 1478 | Stillwater Hydro Station | SW01 | Conventional Hydroelectric | 0.4 | 0.5 | IPP Non-CHP
59178 | Brookfield Black Bear Hydro, LLC | 1478 | Stillwater Hydro Station | SW02 | Conventional Hydroelectric | 0.4 | 0.5 | IPP Non-CHP
59178 | Brookfield Black Bear Hydro, LLC | 1478 | Stillwater Hydro Station | SW03 | Conventional Hydroelectric | 0.4 | 0.5 | IPP Non-CHP
59178 | Brookfield Black Bear Hydro, LLC | 1478 | Stillwater Hydro Station | SW04 | Conventional Hydroelectric | 0.6 | 0.6 | IPP Non-CHP
59178 | Brookfield Black Bear Hydro, LLC | 10255 | Bangor Pacific Hydro | GEN1 | Conventional Hydroelectric | 6.5 | 4.4 | IPP Non-CHP
59178 | Brookfield Black Bear Hydro, LLC | 10255 | Bangor Pacific Hydro | GEN2 | Conventional Hydroelectric | 6.5 | 5.1 | IPP Non-CHP
59178 | Brookfield Black Bear Hydro, LLC | 55288 | Medway Hydro | MW01 | Conventional Hydroelectric | 0.6 | 0.7 | IPP Non-CHP
59178 | Brookfield Black Bear Hydro, LLC | 55288 | Medway Hydro | MW02 | Conventional Hydroelectric | 0.6 | 0.7 | IPP Non-CHP
59178 | Brookfield Black Bear Hydro, LLC | 55288 | Medway Hydro | MW03 | Conventional Hydroelectric | 0.6 | 0.7 | IPP Non-CHP
59178 | Brookfield Black Bear Hydro, LLC | 55288 | Medway Hydro | MW04 | Conventional Hydroelectric | 0.7 | 0.9 | IPP Non-CHP
59178 | Brookfield Black Bear Hydro, LLC | 55288 | Medway Hydro | MW05 | Conventional Hydroelectric | 0.7 | 0.9 | IPP Non-CHP
59178 | Brookfield Black Bear Hydro, LLC | 57184 | Orono Hydro Station | 1 | Conventional Hydroelectric | 0.5 | 0.5 | IPP Non-CHP
59178 | Brookfield Black Bear Hydro, LLC | 57184 | Orono Hydro Station | 2 | Conventional Hydroelectric | 0.6 | 0.6 | IPP Non-CHP
59178 | Brookfield Black Bear Hydro, LLC | 57184 | Orono Hydro Station | 3 | Conventional Hydroelectric | 0.8 | 0.8 | IPP Non-CHP
59178 | Brookfield Black Bear Hydro, LLC | 57184 | Orono Hydro Station | 4 | Conventional Hydroelectric | 0.8 | 0.8 | IPP Non-CHP
59178 | Brookfield Black Bear Hydro, LLC | 59437 | Stillwater B | SWB-1 | Conventional Hydroelectric | 0.8 | 0.8 | IPP Non-CHP
59178 | Brookfield Black Bear Hydro, LLC | 59437 | Stillwater B | SWB-2 | Conventional Hydroelectric | 0.8 | 0.8 | IPP Non-CHP
59178 | Brookfield Black Bear Hydro, LLC | 59437 | Stillwater B | SWB-3 | Conventional Hydroelectric | 0.8 | 0.8 | IPP Non-CHP
59178 | Brookfield Black Bear Hydro, LLC | 59438 | Orono B | ORB-1 | Conventional Hydroelectric | 1.3 | 1.3 | IPP Non-CHP
59178 | Brookfield Black Bear Hydro, LLC | 59438 | Orono B | ORB-2 | Conventional Hydroelectric | 1.3 | 1.3 | IPP Non-CHP
59178 | Brookfield Black Bear Hydro, LLC | 59438 | Orono B | ORB-3 | Conventional Hydroelectric | 1.3 | 1.3 | IPP Non-CHP
59180 | Newman Solar LLC | 59407 | Newman Solar | NEW1 | Solar Photovoltaic | 10.5 | 10.3 | IPP Non-CHP
59182 | Energy Operations Group LLC (MN) | 55353 | Lakota Ridge LLC | NMO1 | Onshore Wind Turbine | 11.2 | 11.2 | IPP Non-CHP
59182 | Energy Operations Group LLC (MN) | 55354 | Shaokatan Hills LLC | 6150 | Onshore Wind Turbine | 11.8 | 11.8 | IPP Non-CHP
59184 | Humphrey Realty | 57685 | Rinehart | 1 | Solar Photovoltaic | 10 | 10 | IPP Non-CHP
59185 | CD US Solar PO 3, LLC | 59409 | Madelyn Solar, LLC | SNL17 | Solar Photovoltaic | 1 | 1 | IPP Non-CHP
59185 | CD US Solar PO 3, LLC | 59410 | Rudy Solar, LLC | SNL19 | Solar Photovoltaic | 1.5 | 1.5 | IPP Non-CHP
59185 | CD US Solar PO 3, LLC | 59411 | Mitchell Solar, LLC | SNL18 | Solar Photovoltaic | 1.5 | 1.5 | IPP Non-CHP
59186 | Mesquite Lake Water & Power Plant 1 | 57154 | Mesquite Lake Water & Power Plant 1 | 1209 | Wood/Wood Waste Biomass | 18.1 | 13 | IPP Non-CHP
59187 | Anaheim Public Utilities | 59416 | Anaheim Solar Energy Plant | PV1 | Solar Photovoltaic | 2.1 | 2 | Electric Utility
59190 | Plymouth State University | 54803 | Plymouth State College Cogeneration | A | Petroleum Liquids | 1.2 | 1.2 | Commercial CHP
59190 | Plymouth State University | 54803 | Plymouth State College Cogeneration | B | Petroleum Liquids | 1.6 | 1.6 | Commercial CHP
59191 | Humboldt Bay Harbor Rec & Con Dist | 10074 | Pulp Mill Power House | GEN1 | Wood/Wood Waste Biomass | 20 | 20 | Industrial CHP
59195 | Landfill Energy Systems | 59425 | Zimmerman Energy | ZE-#1 | Landfill Gas | 2 | 1.9 | IPP Non-CHP
59195 | Landfill Energy Systems | 59425 | Zimmerman Energy | ZE-#2 | Landfill Gas | 2 | 1.9 | IPP Non-CHP
59195 | Landfill Energy Systems | 59425 | Zimmerman Energy | ZE-#3 | Landfill Gas | 2 | 1.9 | IPP Non-CHP
59200 | Indy Airport Solar Project II, LLC | 59424 | IND Solar Farm (Phase IIA) | IND2A | Solar Photovoltaic | 7.5 | 7.5 | IPP Non-CHP
59205 | Baker Station Associates, LP | 59428 | Baker Creek Hydroelectric | GENE1 | Conventional Hydroelectric | 1.4 |  | IPP Non-CHP
59205 | Baker Station Associates, LP | 59428 | Baker Creek Hydroelectric | GENE2 | Conventional Hydroelectric | 0.1 |  | IPP Non-CHP
59209 | Half Moon Ventures, LLC | 59432 | Duke Building 87 | DUK87 | Solar Photovoltaic | 2.7 | 2.7 | IPP Non-CHP
59209 | Half Moon Ventures, LLC | 59433 | Duke Building 98 | DUK98 | Solar Photovoltaic | 2.7 | 2.7 | IPP Non-CHP
59209 | Half Moon Ventures, LLC | 59434 | Duke Building 129 | DU129 | Solar Photovoltaic | 3.4 | 3.4 | IPP Non-CHP
59209 | Half Moon Ventures, LLC | 59771 | Jefferson Solar Park | JSP01 | Solar Photovoltaic | 1 | 1 | IPP Non-CHP
59213 | Maas Energy Works | 59447 | Pacific Rim Dairy Digester | 00001 | Other Waste Biomass | 1 | 1 | IPP Non-CHP
59214 | RE Cranbury Solar 1, LLC | 59446 | Cranbury | CRANB | Solar Photovoltaic | 5 | 5 | IPP Non-CHP
59215 | SA Solar Services, LLC | 59445 | St. Albans SPEED Project | PV1 | Solar Photovoltaic | 2 | 2 | IPP Non-CHP
59216 | S.C. Johnson & Son, Inc. | 59448 | Waxdale | CGEN1 | Landfill Gas | 3.5 | 3.5 | Industrial CHP
59216 | S.C. Johnson & Son, Inc. | 59448 | Waxdale | CGEN2 | Natural Gas Fired Combustion Turbine | 3.5 | 3.5 | Industrial CHP
59216 | S.C. Johnson & Son, Inc. | 59448 | Waxdale | WEC01 | Onshore Wind Turbine | 1.5 | 1.5 | Industrial CHP
59216 | S.C. Johnson & Son, Inc. | 59448 | Waxdale | WEC02 | Onshore Wind Turbine | 1.5 | 1.5 | Industrial CHP
59217 | CBC Alternative Energy, LLC | 59451 | CBC Solar Energy Gen Fac Phase 2 | PV2 | Solar Photovoltaic | 2.5 | 2.5 | IPP Non-CHP
59218 | East. Michigan Univ. Heating Plant | 59452 | East. Michigan Univ. Heating Plant | COGEN | Natural Gas Fired Combustion Turbine | 3.5 | 4.1 | Commercial CHP
59219 | Albany Medical Center | 59453 | Albany Medical Ctr Cogen Plant | GTG1 | Natural Gas Fired Combustion Turbine | 4.6 | 3.5 | Commercial CHP
59220 | Valencia Solar, LLC | 59454 | Valencia Solar | VALEN | Solar Photovoltaic | 10 | 10 | IPP Non-CHP
59221 | Tech Park Solar, LLC | 59455 | Tech Park Solar | TECHP | Solar Photovoltaic | 5 | 5 | IPP Non-CHP
59222 | Qualcomm Incorporated | 59456 | P Plant | P-TG4 | Natural Gas Fired Combustion Turbine | 4.6 | 4 | Commercial CHP
59222 | Qualcomm Incorporated | 59457 | Q Plant | Q-TG1 | Natural Gas Fired Combustion Turbine | 4.6 | 4 | Commercial CHP
59222 | Qualcomm Incorporated | 59458 | W Plant | W-TG1 | Natural Gas Fired Combustion Turbine | 4.6 | 4 | Commercial CHP
59223 | BFI Waste Systems of GA, LLC | 59459 | Hickory Ridge Landfill Solar Project | 5088 | Solar Photovoltaic | 1 | 1 | IPP Non-CHP
59229 | Denver Int'l Airport IV Solar | 59462 | Denver Intl Airport IV Solar | DIA4 | Solar Photovoltaic | 3.1 | 2.1 | IPP Non-CHP
59230 | DESRI V Mass Solar Holdco, LLC | 59463 | Ayers Village Solar | 1 | Solar Photovoltaic | 2 | 2 | IPP Non-CHP
59230 | DESRI V Mass Solar Holdco, LLC | 59464 | Monson Solar | 2 | Solar Photovoltaic | 3 | 3 | IPP Non-CHP
59230 | DESRI V Mass Solar Holdco, LLC | 59465 | Sullivan Solar | 1 | Solar Photovoltaic | 1.5 | 1.5 | IPP Non-CHP
59230 | DESRI V Mass Solar Holdco, LLC | 59466 | Winchendon Solar | 3 | Solar Photovoltaic | 1.9 | 1.9 | IPP Non-CHP
59232 | Kearsarge Solar LLC | 59468 | KS Solar Six LLC | HUBB | Solar Photovoltaic | 2.5 | 2 | IPP Non-CHP
59232 | Kearsarge Solar LLC | 59765 | Stetson Road Solar - Barre I | BI | Solar Photovoltaic | 2 | 2 | IPP Non-CHP
59232 | Kearsarge Solar LLC | 59766 | Barre II Solar Project | BII | Solar Photovoltaic | 1.5 | 1.5 | IPP Non-CHP
59232 | Kearsarge Solar LLC | 59767 | Chester Solar Farm | CHSTR | Solar Photovoltaic | 4.8 | 4.8 | IPP Non-CHP
59232 | Kearsarge Solar LLC | 59768 | Concord Solar Farm | CMLP | Solar Photovoltaic | 1.5 | 1.5 | IPP Non-CHP
59237 | Ulysses Solar, LLC | 59470 | Cornell Snyder Road Solar Array | CSR1 | Solar Photovoltaic | 1.8 | 1.8 | IPP Non-CHP
59239 | Bannock County Landfill | 59529 | Bannock County LFG to Energy | GEN1 | Landfill Gas | 1.6 | 1.4 | Commercial Non-CHP
59240 | Clarendon Solar Farm, LLC | 59476 | Clarendon Solar Farm | VT001 | Solar Photovoltaic | 2 | 2 | IPP Non-CHP
59241 | Claire Solar Partners LLC | 59477 | Claire Solar Farm | CSF1 | Solar Photovoltaic | 2.2 | 2.2 | IPP Non-CHP
59244 | GEM Energy LLC | 59489 | Anthony Wayne Solar #1 | AWS1 | Solar Photovoltaic | 1.7 | 1.7 | IPP Non-CHP
59252 | GRE 314 East Lyme LLC | 59495 | Antares-GRE 314 East Lyme LLC | GRE01 | Solar Photovoltaic | 4 | 4 | IPP Non-CHP
59254 | NuGen Capital Management | 59484 | Hadley Solar, LLC | PV1 | Solar Photovoltaic | 3 | 2 | IPP Non-CHP
59254 | NuGen Capital Management | 59485 | 265 Pleasant Solar NG, LLC | PV2 | Solar Photovoltaic | 1.2 | 0.8 | IPP Non-CHP
59261 | Colonial Eagle Solar, LLC | 59530 | Pasquotank | PASQ1 | Solar Photovoltaic | 20 | 20 | IPP Non-CHP
59286 | Heliovaas LLC | 59543 | Acton Solar Landfill | ACTON | Solar Photovoltaic | 1.6 | 1.6 | Commercial Non-CHP
59287 | Laurel Capital Partners | 59544 | Parlin Solar LLC | PV1 | Solar Photovoltaic | 1.3 | 1.3 | IPP Non-CHP
59287 | Laurel Capital Partners | 59545 | Springfield Solar LLC | PV1 | Solar Photovoltaic | 1.5 | 1.5 | IPP Non-CHP
59287 | Laurel Capital Partners | 59546 | Beaver Solar LLC | PV1 | Solar Photovoltaic | 1.3 | 1.3 | IPP Non-CHP
59290 | Solvida Energy Group | 59550 | Putah Creek Solar Farm | PCSF | Solar Photovoltaic | 2 | 2 | IPP Non-CHP
59293 | FLS Solar 200, LLC | 59551 | FLS Solar 200, LLC | FLS1 | Solar Photovoltaic | 4.3 | 4.3 | IPP Non-CHP
59294 | FLS Solar 170, LLC | 59552 | FLS Solar 170, LLC | FLS1 | Solar Photovoltaic | 2 | 2 | IPP Non-CHP
59295 | Innovative Solar 14, LLC | 59553 | Innovative Solar 14, LLC | FLS1 | Solar Photovoltaic | 2 | 2 | IPP Non-CHP
59296 | Innovative Solar 15, LLC | 59554 | Innovative Solar 15, LLC | FLS1 | Solar Photovoltaic | 1.7 | 1.7 | IPP Non-CHP
59300 | PNM Resources | 59558 | Sandoval Solar Energy Center | SSEC1 | Solar Photovoltaic | 6.1 | 6.1 | IPP Non-CHP
59301 | Clear Horizons Dane, LLC | 59559 | Clear Horizons Dane Community Digester | GEN#1 | Other Waste Biomass | 1 | 1 | IPP CHP
59301 | Clear Horizons Dane, LLC | 59559 | Clear Horizons Dane Community Digester | GEN#2 | Other Waste Biomass | 1 | 1 | IPP CHP
59302 | Crockett Farm, LLC | 59561 | Crockett Farm | PV1 | Solar Photovoltaic | 5 | 5 | IPP Non-CHP
59303 | Eastover Farm, LLC | 59562 | Eastover Farm | PV1 | Solar Photovoltaic | 5 | 5 | IPP Non-CHP
59305 | Hutchinson Solar, LLC | 59564 | Hutchinson Farm | PV1 | Solar Photovoltaic | 5 | 5 | IPP Non-CHP
59324 | Franklin Solar 2 LLC | 59579 | Franklin Solar 2 | PV1 | Solar Photovoltaic | 2 | 2 | IPP Non-CHP
59326 | Stout Farm, LLC | 59581 | Stout Farm | PV1 | Solar Photovoltaic | 5 | 5 | IPP Non-CHP
59344 | Regency Field Services LLC | 57952 | Woodall Gas Plant | GEN1 | Natural Gas Internal Combustion Engine | 1 | 1 | Industrial Non-CHP
59344 | Regency Field Services LLC | 57952 | Woodall Gas Plant | GEN2 | Natural Gas Internal Combustion Engine | 1 | 1 | Industrial Non-CHP
59344 | Regency Field Services LLC | 57952 | Woodall Gas Plant | GEN3 | Natural Gas Internal Combustion Engine | 1 | 1 | Industrial Non-CHP
59348 | RockTenn CP, LLC-Tacoma Mill | 57099 | RockTenn CP, LLC-Tacoma Mill | STG1 | Wood/Wood Waste Biomass | 64 | 55 | Industrial CHP
59356 | SSA Solar of NY LLC | 59613 | Town of Williamson Landfill PV | TWLL | Solar Photovoltaic | 1.2 | 1.2 | Commercial Non-CHP
59360 | Clarkson Solar LLC | 59623 | Clarkson Solar | CSPV | Solar Photovoltaic | 2 | 2 | IPP Non-CHP
59364 | Safe Harbor | 3175 | Safe Harbor | 1 | Conventional Hydroelectric | 33 | 33 | IPP Non-CHP
59364 | Safe Harbor | 3175 | Safe Harbor | 10 | Conventional Hydroelectric | 37.5 | 37.5 | IPP Non-CHP
59364 | Safe Harbor | 3175 | Safe Harbor | 11 | Conventional Hydroelectric | 37.5 | 37.5 | IPP Non-CHP
59364 | Safe Harbor | 3175 | Safe Harbor | 12 | Conventional Hydroelectric | 37.5 | 37.5 | IPP Non-CHP
59364 | Safe Harbor | 3175 | Safe Harbor | 2 | Conventional Hydroelectric | 33 | 33 | IPP Non-CHP
59364 | Safe Harbor | 3175 | Safe Harbor | 3 | Conventional Hydroelectric | 32 | 32 | IPP Non-CHP
59364 | Safe Harbor | 3175 | Safe Harbor | 4 | Conventional Hydroelectric | 32 | 32 | IPP Non-CHP
59364 | Safe Harbor | 3175 | Safe Harbor | 41 | Conventional Hydroelectric | 2 | 2 | IPP Non-CHP
59364 | Safe Harbor | 3175 | Safe Harbor | 42 | Conventional Hydroelectric | 2 | 2 | IPP Non-CHP
59364 | Safe Harbor | 3175 | Safe Harbor | 5 | Conventional Hydroelectric | 32 | 32 | IPP Non-CHP
59364 | Safe Harbor | 3175 | Safe Harbor | 6 | Conventional Hydroelectric | 32 | 32 | IPP Non-CHP
59364 | Safe Harbor | 3175 | Safe Harbor | 7 | Conventional Hydroelectric | 32 | 32 | IPP Non-CHP
59364 | Safe Harbor | 3175 | Safe Harbor | 8 | Conventional Hydroelectric | 37.5 | 37.5 | IPP Non-CHP
59364 | Safe Harbor | 3175 | Safe Harbor | 9 | Conventional Hydroelectric | 37.5 | 37.5 | IPP Non-CHP
59365 | Capital Power Corporation | 57947 | Macho Springs Power I | GEN | Onshore Wind Turbine | 50.4 | 50.4 | IPP Non-CHP
59366 | EnLink Midstream Services, LLC | 55053 | Bridgeport Gas Processing Plant | 14 | Natural Gas Internal Combustion Engine | 0.8 | 0.8 | Industrial Non-CHP
59366 | EnLink Midstream Services, LLC | 55053 | Bridgeport Gas Processing Plant | 15 | Natural Gas Internal Combustion Engine | 0.8 | 0.8 | Industrial Non-CHP
59366 | EnLink Midstream Services, LLC | 55053 | Bridgeport Gas Processing Plant | 16 | Natural Gas Internal Combustion Engine | 0.8 | 0.8 | Industrial Non-CHP
59366 | EnLink Midstream Services, LLC | 55053 | Bridgeport Gas Processing Plant | 17 | Natural Gas Internal Combustion Engine | 0.8 | 0.8 | Industrial Non-CHP
59366 | EnLink Midstream Services, LLC | 55053 | Bridgeport Gas Processing Plant | 2723 | Natural Gas Internal Combustion Engine | 0.8 | 0.8 | Industrial Non-CHP
59366 | EnLink Midstream Services, LLC | 55053 | Bridgeport Gas Processing Plant | 654 | Natural Gas Internal Combustion Engine | 0.8 | 0.8 | Industrial Non-CHP
59366 | EnLink Midstream Services, LLC | 55053 | Bridgeport Gas Processing Plant | 655 | Natural Gas Internal Combustion Engine | 0.8 | 0.8 | Industrial Non-CHP
59366 | EnLink Midstream Services, LLC | 55053 | Bridgeport Gas Processing Plant | 656 | Natural Gas Internal Combustion Engine | 0.8 | 0.8 | Industrial Non-CHP
59366 | EnLink Midstream Services, LLC | 55053 | Bridgeport Gas Processing Plant | 657 | Natural Gas Internal Combustion Engine | 0.8 | 0.8 | Industrial Non-CHP
59366 | EnLink Midstream Services, LLC | 55053 | Bridgeport Gas Processing Plant | 658 | Natural Gas Internal Combustion Engine | 0.8 | 0.8 | Industrial Non-CHP
59366 | EnLink Midstream Services, LLC | 55053 | Bridgeport Gas Processing Plant | 666 | Natural Gas Internal Combustion Engine | 0.8 | 0.8 | Industrial Non-CHP
59366 | EnLink Midstream Services, LLC | 55053 | Bridgeport Gas Processing Plant | 667 | Natural Gas Internal Combustion Engine | 0.8 | 0.8 | Industrial Non-CHP
59366 | EnLink Midstream Services, LLC | 55053 | Bridgeport Gas Processing Plant | 671 | Natural Gas Internal Combustion Engine | 0.8 | 0.8 | Industrial Non-CHP
59366 | EnLink Midstream Services, LLC | 57597 | Cana Gas Processing Plant | 3005 | Petroleum Liquids | 2.5 | 2.5 | Industrial Non-CHP
59366 | EnLink Midstream Services, LLC | 57597 | Cana Gas Processing Plant | 3006 | Petroleum Liquids | 2.5 | 2.5 | Industrial Non-CHP
59366 | EnLink Midstream Services, LLC | 57597 | Cana Gas Processing Plant | 6214 | Petroleum Liquids | 2.5 | 2.5 | Industrial Non-CHP
59367 | West Valley Power, LLC | 55622 | West Valley Generation Project | U1 | Natural Gas Fired Combustion Turbine | 43.4 | 37 | IPP Non-CHP
59367 | West Valley Power, LLC | 55622 | West Valley Generation Project | U2 | Natural Gas Fired Combustion Turbine | 43.4 | 37 | IPP Non-CHP
59367 | West Valley Power, LLC | 55622 | West Valley Generation Project | U3 | Natural Gas Fired Combustion Turbine | 43.4 | 37 | IPP Non-CHP
59367 | West Valley Power, LLC | 55622 | West Valley Generation Project | U4 | Natural Gas Fired Combustion Turbine | 43.4 | 37 | IPP Non-CHP
59367 | West Valley Power, LLC | 55622 | West Valley Generation Project | U5 | Natural Gas Fired Combustion Turbine | 43.4 | 37 | IPP Non-CHP
59368 | Calpine Fore River Energy Center, LLC | 55317 | Fore River Generating Station | GT11 | Natural Gas Fired Combined Cycle | 278.6 | 228.8 | IPP Non-CHP
59368 | Calpine Fore River Energy Center, LLC | 55317 | Fore River Generating Station | GT12 | Natural Gas Fired Combined Cycle | 278.6 | 228.1 | IPP Non-CHP
59368 | Calpine Fore River Energy Center, LLC | 55317 | Fore River Generating Station | ST15 | Natural Gas Fired Combined Cycle | 315 | 269.1 | IPP Non-CHP
59369 | HXOap Solar One, LLC | 58943 | Halifax | 1 | Solar Photovoltaic | 20 | 20 | IPP Non-CHP
59370 | ENERGYneering Solutions, Inc | 58377 | Rochelle Energy Center | REC1 | Landfill Gas | 1.6 | 1.6 | IPP Non-CHP
59370 | ENERGYneering Solutions, Inc | 58377 | Rochelle Energy Center | REC2 | Landfill Gas | 1.6 | 1.6 | IPP Non-CHP
59370 | ENERGYneering Solutions, Inc | 58377 | Rochelle Energy Center | REC3 | Landfill Gas | 1.6 | 1.6 | IPP Non-CHP
59370 | ENERGYneering Solutions, Inc | 59650 | CII Methane Management III LFG Plant | GEN1 | Landfill Gas | 1.6 | 1.6 | IPP Non-CHP
59370 | ENERGYneering Solutions, Inc | 59711 | CII Methane Management IV, LLC | GEN1 | Landfill Gas | 1.6 | 1.5 | IPP Non-CHP
59371 | Mainline Generation LLC | 862 | Grand Tower Energy Center LLC | 1 | Natural Gas Fired Combined Cycle | 223.2 | 161 | IPP Non-CHP
59371 | Mainline Generation LLC | 862 | Grand Tower Energy Center LLC | 2 | Natural Gas Fired Combined Cycle | 223.2 | 159 | IPP Non-CHP
59371 | Mainline Generation LLC | 862 | Grand Tower Energy Center LLC | 3 | Natural Gas Fired Combined Cycle | 80.9 | 86 | IPP Non-CHP
59371 | Mainline Generation LLC | 862 | Grand Tower Energy Center LLC | 4 | Natural Gas Fired Combined Cycle | 113.6 | 105 | IPP Non-CHP
59371 | Mainline Generation LLC | 55201 | Gibson City Energy Center LLC | 1 | Natural Gas Fired Combustion Turbine | 135 | 114 | IPP Non-CHP
59371 | Mainline Generation LLC | 55201 | Gibson City Energy Center LLC | 2 | Natural Gas Fired Combustion Turbine | 135 | 114 | IPP Non-CHP
59371 | Mainline Generation LLC | 55438 | Elgin Energy Center LLC | CT01 | Natural Gas Fired Combustion Turbine | 135 | 115 | IPP Non-CHP
59371 | Mainline Generation LLC | 55438 | Elgin Energy Center LLC | CT02 | Natural Gas Fired Combustion Turbine | 135 | 115 | IPP Non-CHP
59371 | Mainline Generation LLC | 55438 | Elgin Energy Center LLC | CT03 | Natural Gas Fired Combustion Turbine | 135 | 115 | IPP Non-CHP
59371 | Mainline Generation LLC | 55438 | Elgin Energy Center LLC | CT04 | Natural Gas Fired Combustion Turbine | 135 | 115 | IPP Non-CHP
59372 | Biscoe Solar, LLC | 58667 | Biscoe Solar LLC | BISCO | Solar Photovoltaic | 5 | 5 | IPP Non-CHP
59374 | Selma Solar, LLC | 58669 | Selma Solar LLC | SELMA | Solar Photovoltaic | 5 | 5 | IPP Non-CHP
59375 | Turkey Branch Solar, LLC | 58670 | Turkey Branch Solar LLC | TURKY | Solar Photovoltaic | 5 | 5 | IPP Non-CHP
59380 | Enel Green Power NA, Inc. | 50891 | El Dorado Hydro Elk Creek | GEN1 | Conventional Hydroelectric | 2.6 | 2.3 | IPP Non-CHP
59380 | Enel Green Power NA, Inc. | 50892 | Rock Creek LP | GEN1 | Conventional Hydroelectric | 1.5 | 1.5 | IPP Non-CHP
59380 | Enel Green Power NA, Inc. | 50892 | Rock Creek LP | GEN2 | Conventional Hydroelectric | 1.5 | 1.5 | IPP Non-CHP
59380 | Enel Green Power NA, Inc. | 50895 | Bypass | GEN1 | Conventional Hydroelectric | 3.3 | 3.3 | IPP Non-CHP
59380 | Enel Green Power NA, Inc. | 50895 | Bypass | GEN2 | Conventional Hydroelectric | 3.3 | 3.3 | IPP Non-CHP
59380 | Enel Green Power NA, Inc. | 50895 | Bypass | GEN3 | Conventional Hydroelectric | 3.3 | 3.3 | IPP Non-CHP
59380 | Enel Green Power NA, Inc. | 50896 | S E Hazelton A | GEN1 | Conventional Hydroelectric | 2.8 | 2.8 | IPP Non-CHP
59380 | Enel Green Power NA, Inc. | 50896 | S E Hazelton A | GEN2 | Conventional Hydroelectric | 2.8 | 2.8 | IPP Non-CHP
59380 | Enel Green Power NA, Inc. | 50896 | S E Hazelton A | GEN3 | Conventional Hydroelectric | 2.8 | 2.8 | IPP Non-CHP
59380 | Enel Green Power NA, Inc. | 55009 | Montgomery Creek Hydro | GEN1 | Conventional Hydroelectric | 2.6 | 2.6 | IPP Non-CHP
59380 | Enel Green Power NA, Inc. | 57644 | Prairie Rose Wind Farm | PR1 | Onshore Wind Turbine | 200 | 200 | IPP Non-CHP
59380 | Enel Green Power NA, Inc. | 58824 | Sheldon Solar | I402 | Solar Photovoltaic | 2.3 | 2.3 | IPP Non-CHP
59380 | Enel Green Power NA, Inc. | 58938 | Origin Wind | WT | Onshore Wind Turbine | 150 | 150 | IPP Non-CHP
59384 | Avalon Solar | 59168 | Avalon Solar | AS | Solar Photovoltaic | 29 | 29 | IPP Non-CHP
59386 | Ampersand Collins Hydro LLC | 52166 | Collins Facility | 1 | Conventional Hydroelectric | 0.6 | 0.8 | IPP Non-CHP
59386 | Ampersand Collins Hydro LLC | 52166 | Collins Facility | 2 | Conventional Hydroelectric | 0.6 | 0.8 | IPP Non-CHP
59388 | Charlton Solar I, LLC | 59636 | Charlton Solar I | 37021 | Solar Photovoltaic | 4.4 | 3.9 | IPP Non-CHP
59389 | Boseman Center Solar, LLC | 58807 | Boseman Solar Center LLC | BSC1 | Solar Photovoltaic | 5 | 5 | IPP Non-CHP
59390 | Rams Horn Solar Center, LLC | 58810 | Rams Horn Solar Center LLC | RHSC1 | Solar Photovoltaic | 5 | 5 | IPP Non-CHP
59391 | Flemming Solar Center, LLC | 58808 | Flemming Solar Center LLC | FSC1 | Solar Photovoltaic | 5 | 5 | IPP Non-CHP
59392 | Upchurch Solar Center, LLC | 58812 | Upchurch Solar Center LLC | USC1 | Solar Photovoltaic | 5 | 5 | IPP Non-CHP
59395 | Philips Lightolier | 59639 | Lightolier Wind I Turbine | LIGHT | Onshore Wind Turbine | 2 | 2 | Industrial Non-CHP
59396 | Agua Caliente Solar | 57373 | Agua Caliente Solar Project | AGU1 | Solar Photovoltaic | 90.7 | 90.7 | IPP Non-CHP
59396 | Agua Caliente Solar | 57373 | Agua Caliente Solar Project | AGU2 | Solar Photovoltaic | 136 | 136 | IPP Non-CHP
59396 | Agua Caliente Solar | 57373 | Agua Caliente Solar Project | AGU3 | Solar Photovoltaic | 121 | 121 | IPP Non-CHP
59397 | NRG Solar Alpine | 57295 | Alpine Solar | 1 | Solar Photovoltaic | 66 | 66 | IPP Non-CHP
59398 | NRG Solar Avra Valley | 57657 | Avra Valley Solar | 1 | Solar Photovoltaic | 26.5 | 25 | IPP Non-CHP
59399 | NRG Solar Blythe | 56939 | NRG Solar Blythe LLC | 1 | Solar Photovoltaic | 21 | 21 | IPP Non-CHP
59400 | NRG Solar Roadrunner | 57338 | Roadrunner Solar | 1 | Solar Photovoltaic | 20.2 | 20 | IPP Non-CHP
59409 | Eco Services Operations LLC | 52063 | Martinez Sulfuric Acid Regeneration Plt | GEN1 | All Other | 4 | 4 | Industrial CHP
59409 | Eco Services Operations LLC | 52064 | Dominguez Plant | GEN1 | Natural Gas Steam Turbine | 5 | 3.5 | Industrial CHP
59409 | Eco Services Operations LLC | 52065 | Houston Plant | GEN1 | All Other | 6 | 5.6 | Industrial CHP
59409 | Eco Services Operations LLC | 52065 | Houston Plant | GEN2 | All Other | 1.5 | 1.5 | Industrial CHP
59413 | Crestmark Bank | 58440 | CBS Studio Center | 9560 | Other Natural Gas | 0.4 | 0.4 | Commercial Non-CHP
59413 | Crestmark Bank | 58440 | CBS Studio Center | 9580 | Other Natural Gas | 0.4 | 0.4 | Commercial Non-CHP
59413 | Crestmark Bank | 58440 | CBS Studio Center | 9581 | Other Natural Gas | 0.4 | 0.4 | Commercial Non-CHP
59413 | Crestmark Bank | 58440 | CBS Studio Center | 9583 | Other Natural Gas | 0.4 | 0.4 | Commercial Non-CHP
59413 | Crestmark Bank | 58440 | CBS Studio Center | 9585 | Other Natural Gas | 0.4 | 0.4 | Commercial Non-CHP
59413 | Crestmark Bank | 58440 | CBS Studio Center | 9587 | Other Natural Gas | 0.4 | 0.4 | Commercial Non-CHP
59414 | Nelson Gardens Energy, LLC | 59649 | Nelson Gardens Landfill Gas to Energy | UNIT1 | Landfill Gas | 1.1 | 1.1 | IPP Non-CHP
59414 | Nelson Gardens Energy, LLC | 59649 | Nelson Gardens Landfill Gas to Energy | UNIT2 | Landfill Gas | 1.1 | 1.1 | IPP Non-CHP
59414 | Nelson Gardens Energy, LLC | 59649 | Nelson Gardens Landfill Gas to Energy | UNIT3 | Landfill Gas | 1.1 | 1.1 | IPP Non-CHP
59414 | Nelson Gardens Energy, LLC | 59649 | Nelson Gardens Landfill Gas to Energy | UNIT4 | Landfill Gas | 1.1 | 1.1 | IPP Non-CHP
59415 | Walton County Power | 55128 | Walton County Power LLC | 101G | Natural Gas Fired Combustion Turbine | 164.7 | 151.5 | IPP Non-CHP
59415 | Walton County Power | 55128 | Walton County Power LLC | 102G | Natural Gas Fired Combustion Turbine | 164.7 | 151.5 | IPP Non-CHP
59415 | Walton County Power | 55128 | Walton County Power LLC | 103G | Natural Gas Fired Combustion Turbine | 164.7 | 151.5 | IPP Non-CHP
59416 | Washington County Power | 55332 | Washington County | 1 | Natural Gas Fired Combustion Turbine | 198.9 | 151 | IPP Non-CHP
59416 | Washington County Power | 55332 | Washington County | 2 | Natural Gas Fired Combustion Turbine | 198.9 | 151 | IPP Non-CHP
59416 | Washington County Power | 55332 | Washington County | 3 | Natural Gas Fired Combustion Turbine | 198.9 | 150 | IPP Non-CHP
59416 | Washington County Power | 55332 | Washington County | 4 | Natural Gas Fired Combustion Turbine | 198.9 | 152 | IPP Non-CHP
59417 | AL Sandersville | 55672 | Sandersville Energy Facility | CT1 | Natural Gas Fired Combustion Turbine | 86.5 | 72.1 | IPP Non-CHP
59417 | AL Sandersville | 55672 | Sandersville Energy Facility | CT2 | Natural Gas Fired Combustion Turbine | 86.5 | 72.1 | IPP Non-CHP
59417 | AL Sandersville | 55672 | Sandersville Energy Facility | CT3 | Natural Gas Fired Combustion Turbine | 86.5 | 72 | IPP Non-CHP
59417 | AL Sandersville | 55672 | Sandersville Energy Facility | CT4 | Natural Gas Fired Combustion Turbine | 86.5 | 72 | IPP Non-CHP
59417 | AL Sandersville | 55672 | Sandersville Energy Facility | CT5 | Natural Gas Fired Combustion Turbine | 86.5 | 72.1 | IPP Non-CHP
59417 | AL Sandersville | 55672 | Sandersville Energy Facility | CT6 | Natural Gas Fired Combustion Turbine | 86.5 | 72.1 | IPP Non-CHP
59417 | AL Sandersville | 55672 | Sandersville Energy Facility | CT7 | Natural Gas Fired Combustion Turbine | 86.5 | 72 | IPP Non-CHP
59417 | AL Sandersville | 55672 | Sandersville Energy Facility | CT8 | Natural Gas Fired Combustion Turbine | 86.5 | 72 | IPP Non-CHP
59421 | MPC Generating | 7764 | MPC Generating | 1 | Natural Gas Fired Combustion Turbine | 185.4 | 147.5 | IPP Non-CHP
59421 | MPC Generating | 7764 | MPC Generating | 2 | Natural Gas Fired Combustion Turbine | 200.7 | 155 | IPP Non-CHP
59423 | Effingham County Power | 55406 | Effingham County Power Project | STG | Natural Gas Fired Combined Cycle | 197.8 | 176 | IPP Non-CHP
59423 | Effingham County Power | 55406 | Effingham County Power Project | UNT1 | Natural Gas Fired Combined Cycle | 199.4 | 169 | IPP Non-CHP
59423 | Effingham County Power | 55406 | Effingham County Power Project | UNT2 | Natural Gas Fired Combined Cycle | 199.4 | 164 | IPP Non-CHP
59452 | Ingenco Renewable Development, LLC | 59688 | Wake County LFG Facility | E1 | Landfill Gas | 0.3 | 0.3 | IPP Non-CHP
59452 | Ingenco Renewable Development, LLC | 59688 | Wake County LFG Facility | E10 | Landfill Gas | 0.3 | 0.3 | IPP Non-CHP
59452 | Ingenco Renewable Development, LLC | 59688 | Wake County LFG Facility | E11 | Landfill Gas | 0.3 | 0.3 | IPP Non-CHP
59452 | Ingenco Renewable Development, LLC | 59688 | Wake County LFG Facility | E12 | Landfill Gas | 0.3 | 0.3 | IPP Non-CHP
59452 | Ingenco Renewable Development, LLC | 59688 | Wake County LFG Facility | E13 | Landfill Gas | 0.3 | 0.3 | IPP Non-CHP
59452 | Ingenco Renewable Development, LLC | 59688 | Wake County LFG Facility | E14 | Landfill Gas | 0.3 | 0.3 | IPP Non-CHP
59452 | Ingenco Renewable Development, LLC | 59688 | Wake County LFG Facility | E15 | Landfill Gas | 0.3 | 0.3 | IPP Non-CHP
59452 | Ingenco Renewable Development, LLC | 59688 | Wake County LFG Facility | E16 | Landfill Gas | 0.3 | 0.3 | IPP Non-CHP
59452 | Ingenco Renewable Development, LLC | 59688 | Wake County LFG Facility | E17 | Landfill Gas | 0.3 | 0.3 | IPP Non-CHP
59452 | Ingenco Renewable Development, LLC | 59688 | Wake County LFG Facility | E18 | Landfill Gas | 0.3 | 0.3 | IPP Non-CHP
59452 | Ingenco Renewable Development, LLC | 59688 | Wake County LFG Facility | E2 | Landfill Gas | 0.3 | 0.3 | IPP Non-CHP
59452 | Ingenco Renewable Development, LLC | 59688 | Wake County LFG Facility | E3 | Landfill Gas | 0.3 | 0.3 | IPP Non-CHP
59452 | Ingenco Renewable Development, LLC | 59688 | Wake County LFG Facility | E4 | Landfill Gas | 0.3 | 0.3 | IPP Non-CHP
59452 | Ingenco Renewable Development, LLC | 59688 | Wake County LFG Facility | E5 | Landfill Gas | 0.3 | 0.3 | IPP Non-CHP
59452 | Ingenco Renewable Development, LLC | 59688 | Wake County LFG Facility | E6 | Landfill Gas | 0.3 | 0.3 | IPP Non-CHP
59452 | Ingenco Renewable Development, LLC | 59688 | Wake County LFG Facility | E7 | Landfill Gas | 0.3 | 0.3 | IPP Non-CHP
59452 | Ingenco Renewable Development, LLC | 59688 | Wake County LFG Facility | E8 | Landfill Gas | 0.3 | 0.3 | IPP Non-CHP
59452 | Ingenco Renewable Development, LLC | 59688 | Wake County LFG Facility | E9 | Landfill Gas | 0.3 | 0.3 | IPP Non-CHP
59452 | Ingenco Renewable Development, LLC | 59845 | New River | E1 | Landfill Gas | 0.3 | 0.3 | IPP Non-CHP
59452 | Ingenco Renewable Development, LLC | 59845 | New River | E10 | Landfill Gas | 0.3 | 0.3 | IPP Non-CHP
59452 | Ingenco Renewable Development, LLC | 59845 | New River | E11 | Landfill Gas | 0.3 | 0.3 | IPP Non-CHP
59452 | Ingenco Renewable Development, LLC | 59845 | New River | E12 | Landfill Gas | 0.3 | 0.3 | IPP Non-CHP
59452 | Ingenco Renewable Development, LLC | 59845 | New River | E13 | Landfill Gas | 0.3 | 0.3 | IPP Non-CHP
59452 | Ingenco Renewable Development, LLC | 59845 | New River | E14 | Landfill Gas | 0.3 | 0.3 | IPP Non-CHP
59452 | Ingenco Renewable Development, LLC | 59845 | New River | E15 | Landfill Gas | 0.3 | 0.3 | IPP Non-CHP
59452 | Ingenco Renewable Development, LLC | 59845 | New River | E16 | Landfill Gas | 0.3 | 0.3 | IPP Non-CHP
59452 | Ingenco Renewable Development, LLC | 59845 | New River | E17 | Landfill Gas | 0.3 | 0.3 | IPP Non-CHP
59452 | Ingenco Renewable Development, LLC | 59845 | New River | E18 | Landfill Gas | 0.3 | 0.3 | IPP Non-CHP
59452 | Ingenco Renewable Development, LLC | 59845 | New River | E2 | Landfill Gas | 0.3 | 0.3 | IPP Non-CHP
59452 | Ingenco Renewable Development, LLC | 59845 | New River | E3 | Landfill Gas | 0.3 | 0.3 | IPP Non-CHP
59452 | Ingenco Renewable Development, LLC | 59845 | New River | E4 | Landfill Gas | 0.3 | 0.3 | IPP Non-CHP
59452 | Ingenco Renewable Development, LLC | 59845 | New River | E5 | Landfill Gas | 0.3 | 0.3 | IPP Non-CHP
59452 | Ingenco Renewable Development, LLC | 59845 | New River | E6 | Landfill Gas | 0.3 | 0.3 | IPP Non-CHP
59452 | Ingenco Renewable Development, LLC | 59845 | New River | E7 | Landfill Gas | 0.3 | 0.3 | IPP Non-CHP
59452 | Ingenco Renewable Development, LLC | 59845 | New River | E8 | Landfill Gas | 0.3 | 0.3 | IPP Non-CHP
59452 | Ingenco Renewable Development, LLC | 59845 | New River | E9 | Landfill Gas | 0.3 | 0.3 | IPP Non-CHP
59453 | NextSun Energy, LLC | 59682 | Main Street Solar Project | MS258 | Solar Photovoltaic | 1.5 | 1.5 | IPP Non-CHP
59462 | Heelstone Energy Holdings, LLC | 58273 | South Robeson Farm | SROB | Solar Photovoltaic | 5 | 4.9 | IPP Non-CHP
59462 | Heelstone Energy Holdings, LLC | 58274 | Raeford Farm | RAEF | Solar Photovoltaic | 5 | 4.9 | IPP Non-CHP
59462 | Heelstone Energy Holdings, LLC | 58305 | PCIP Solar | PCIP | Solar Photovoltaic | 1 | 1 | IPP Non-CHP
59462 | Heelstone Energy Holdings, LLC | 58805 | Samarcand Solar Farm, LLC | INV1 | Solar Photovoltaic | 0.5 | 0.5 | IPP Non-CHP
59462 | Heelstone Energy Holdings, LLC | 58805 | Samarcand Solar Farm, LLC | INV10 | Solar Photovoltaic | 0.5 | 0.5 | IPP Non-CHP
59462 | Heelstone Energy Holdings, LLC | 58805 | Samarcand Solar Farm, LLC | INV2 | Solar Photovoltaic | 0.5 | 0.5 | IPP Non-CHP
59462 | Heelstone Energy Holdings, LLC | 58805 | Samarcand Solar Farm, LLC | INV3 | Solar Photovoltaic | 0.5 | 0.5 | IPP Non-CHP
59462 | Heelstone Energy Holdings, LLC | 58805 | Samarcand Solar Farm, LLC | INV4 | Solar Photovoltaic | 0.5 | 0.5 | IPP Non-CHP
59462 | Heelstone Energy Holdings, LLC | 58805 | Samarcand Solar Farm, LLC | INV5 | Solar Photovoltaic | 0.5 | 0.5 | IPP Non-CHP
59462 | Heelstone Energy Holdings, LLC | 58805 | Samarcand Solar Farm, LLC | INV6 | Solar Photovoltaic | 0.5 | 0.5 | IPP Non-CHP
59462 | Heelstone Energy Holdings, LLC | 58805 | Samarcand Solar Farm, LLC | INV7 | Solar Photovoltaic | 0.5 | 0.5 | IPP Non-CHP
59462 | Heelstone Energy Holdings, LLC | 58805 | Samarcand Solar Farm, LLC | INV8 | Solar Photovoltaic | 0.5 | 0.5 | IPP Non-CHP
59462 | Heelstone Energy Holdings, LLC | 58805 | Samarcand Solar Farm, LLC | INV9 | Solar Photovoltaic | 0.5 | 0.5 | IPP Non-CHP
59462 | Heelstone Energy Holdings, LLC | 58806 | Albemarle Solar Center LLC | ASC1 | Solar Photovoltaic | 5 | 5 | IPP Non-CHP
59462 | Heelstone Energy Holdings, LLC | 58840 | Kenansville Solar Farm, LLC | INV1 | Solar Photovoltaic | 0.5 | 0.5 | IPP Non-CHP
59462 | Heelstone Energy Holdings, LLC | 58840 | Kenansville Solar Farm, LLC | INV2 | Solar Photovoltaic | 0.5 | 0.5 | IPP Non-CHP
59462 | Heelstone Energy Holdings, LLC | 58840 | Kenansville Solar Farm, LLC | INV3 | Solar Photovoltaic | 0.5 | 0.5 | IPP Non-CHP
59462 | Heelstone Energy Holdings, LLC | 58840 | Kenansville Solar Farm, LLC | INV4 | Solar Photovoltaic | 0.5 | 0.5 | IPP Non-CHP
59462 | Heelstone Energy Holdings, LLC | 58840 | Kenansville Solar Farm, LLC | INV5 | Solar Photovoltaic | 0.5 | 0.5 | IPP Non-CHP
59462 | Heelstone Energy Holdings, LLC | 58840 | Kenansville Solar Farm, LLC | INV6 | Solar Photovoltaic | 0.5 | 0.5 | IPP Non-CHP
59462 | Heelstone Energy Holdings, LLC | 58840 | Kenansville Solar Farm, LLC | INV7 | Solar Photovoltaic | 0.5 | 0.5 | IPP Non-CHP
59462 | Heelstone Energy Holdings, LLC | 58840 | Kenansville Solar Farm, LLC | INV8 | Solar Photovoltaic | 0.5 | 0.5 | IPP Non-CHP
59462 | Heelstone Energy Holdings, LLC | 58840 | Kenansville Solar Farm, LLC | INV9 | Solar Photovoltaic | 0.5 | 0.5 | IPP Non-CHP
59462 | Heelstone Energy Holdings, LLC | 58874 | Dement Farm LLC | DF1 | Solar Photovoltaic | 5 | 4.9 | IPP Non-CHP
59462 | Heelstone Energy Holdings, LLC | 58879 | Duplin Solar LLC | DF | Solar Photovoltaic | 5 | 4.9 | IPP Non-CHP
59462 | Heelstone Energy Holdings, LLC | 58880 | North Carolina Solar III LLC | NCIII | Solar Photovoltaic | 4.9 | 4.9 | IPP Non-CHP
59462 | Heelstone Energy Holdings, LLC | 59760 | Red Hill Solar Center, LLC | RHILL | Solar Photovoltaic | 5 | 4.9 | IPP Non-CHP
59462 | Heelstone Energy Holdings, LLC | 59761 | Van Slyke Solar Center, LLC | VSLYK | Solar Photovoltaic | 5 | 4.9 | IPP Non-CHP
59462 | Heelstone Energy Holdings, LLC | 59762 | Broadway Solar Center, LLC | BRDWY | Solar Photovoltaic | 5 | 4.9 | IPP Non-CHP
59463 | Narragansett Bay Commission | 59692 | NBC Field's Point Wind Farm | FPWTG | Onshore Wind Turbine | 4.5 | 0.8 | Commercial Non-CHP
59473 | JC-Biomethane, LLC | 59704 | JC-Biomethane, LLC | JCBIO | Other Waste Biomass | 1.6 | 1.6 | IPP CHP
59475 | Imperial Solar 1 LLC | 58398 | Heber Solar | 1 | Solar Photovoltaic | 10.9 | 10 | IPP Non-CHP
59479 | Covanta Energy Americas, Inc. | 54219 | Burney Mountain Power | GEN1 | Wood/Wood Waste Biomass | 11.4 | 9.8 | IPP Non-CHP
59479 | Covanta Energy Americas, Inc. | 54468 | Mt Lassen Power | GEN1 | Wood/Wood Waste Biomass | 11.4 | 10.5 | IPP Non-CHP
59479 | Covanta Energy Americas, Inc. | 54469 | Pacific Oroville Power Inc | GEN1 | Wood/Wood Waste Biomass | 9 | 8.3 | IPP Non-CHP
59479 | Covanta Energy Americas, Inc. | 54469 | Pacific Oroville Power Inc | GEN2 | Wood/Wood Waste Biomass | 9 | 8.3 | IPP Non-CHP
59484 | Framingham State University | 59717 | Framingham State University Plant | ACPV | Solar Photovoltaic | 0.7 | 0.7 | Commercial Non-CHP
59484 | Framingham State University | 59717 | Framingham State University Plant | CCPV | Solar Photovoltaic | 0.3 | 0.3 | Commercial Non-CHP
59484 | Framingham State University | 59717 | Framingham State University Plant | HA | Petroleum Liquids | 0.2 | 0.4 | Commercial Non-CHP
59484 | Framingham State University | 59717 | Framingham State University Plant | LIB | Petroleum Liquids | 0.3 | 0.3 | Commercial Non-CHP
59484 | Framingham State University | 59717 | Framingham State University Plant | MSC | Natural Gas Internal Combustion Engine | 0.1 | 0.1 | Commercial Non-CHP
59484 | Framingham State University | 59717 | Framingham State University Plant | NORTH | Petroleum Liquids | 0.2 | 0.2 | Commercial Non-CHP
59484 | Framingham State University | 59717 | Framingham State University Plant | OC | Petroleum Liquids | 0.1 | 0.1 | Commercial Non-CHP
59484 | Framingham State University | 59717 | Framingham State University Plant | PP | Petroleum Liquids | 0.4 | 0.4 | Commercial Non-CHP
59484 | Framingham State University | 59717 | Framingham State University Plant | TOW1 | Petroleum Liquids | 0.2 | 0.2 | Commercial Non-CHP
59484 | Framingham State University | 59717 | Framingham State University Plant | TOW2 | Petroleum Liquids | 0.4 | 0.4 | Commercial Non-CHP
59488 | Charlotte Solar LLC | 59719 | Charlotte Solar LLC VT | CS001 | Solar Photovoltaic | 2 | 2 | IPP Non-CHP
59493 | Scituate Wind LLC | 59724 | Scituate Wind | SCIWT | Onshore Wind Turbine | 1.5 | 1.5 | IPP Non-CHP
59494 | Fairhaven Wind LLC | 59725 | Fairhaven Wind | FHWTG | Onshore Wind Turbine | 3 | 3 | IPP Non-CHP
59496 | Allete Clean Energy | 55208 | Lake Benton I | EXIS | Onshore Wind Turbine | 107.2 | 107.2 | IPP Non-CHP
59496 | Allete Clean Energy | 55287 | Storm Lake II | EXIS | Onshore Wind Turbine | 80.2 | 80.2 | IPP Non-CHP
59496 | Allete Clean Energy | 55739 | Condon Windpower LLC | GEN1 | Onshore Wind Turbine | 24.6 | 24.6 | IPP Non-CHP
59496 | Allete Clean Energy | 55739 | Condon Windpower LLC | GEN2 | Onshore Wind Turbine | 25.2 | 25.2 | IPP Non-CHP
59500 | Sunny Templeton, LLC | 59731 | Templeton | TEMPL | Solar Photovoltaic | 3 | 3 | IPP Non-CHP
59504 | Kirkwood Community College | 59735 | Kirkwood Wind Turbine | KCC01 | Onshore Wind Turbine | 2.5 | 0.7 | IPP Non-CHP
59506 | Valentine Wind, LLC | 59736 | Valentine Wind, LLC | 7772 | Onshore Wind Turbine | 1.9 | 1.9 | IPP Non-CHP
59508 | Barton Solar, LLC | 59741 | Barton Solar Farm | BARTN | Solar Photovoltaic | 1.9 | 1.9 | IPP Non-CHP
59511 | South Street Solar, LLC | 59745 | Leominster (MA)-South Street-R&D | 1 | Solar Photovoltaic | 3.5 | 2.6 | IPP Non-CHP
59512 | Team-Solar, Inc. | 59746 | DSH (CA) - Coalinga State Hospital | 1 | Solar Photovoltaic | 2.6 | 3.5 | IPP Non-CHP
59512 | Team-Solar, Inc. | 59748 | CDCR (CA) - Pleasant Valley State Prison | 1 | Solar Photovoltaic | 1.6 | 2.2 | IPP Non-CHP
59518 | Wilzig Associates, LLC | 59751 | Wilzig Associates, LLC | WILZG | Solar Photovoltaic | 1.2 | 1.2 | Commercial Non-CHP
59522 | Chester Power Partners LLC | 59755 | Chester Power Partners | PVS1 | Solar Photovoltaic | 2.2 | 2.2 | IPP Non-CHP
59524 | Seneca Generation LLC | 8225 | FirstEnergy Seneca | 1 | Hydroelectric Pumped Storage | 220 | 237 | IPP Non-CHP
59524 | Seneca Generation LLC | 8225 | FirstEnergy Seneca | 2 | Hydroelectric Pumped Storage | 220 | 245 | IPP Non-CHP
59524 | Seneca Generation LLC | 8225 | FirstEnergy Seneca | 3 | Hydroelectric Pumped Storage | 29 | 31 | IPP Non-CHP
59526 | State Correctnl Inst Laurel Highlands | 59759 | Glades Pike Generation Plant | CAT1 | Landfill Gas | 1.6 | 1.4 | Commercial Non-CHP
59526 | State Correctnl Inst Laurel Highlands | 59759 | Glades Pike Generation Plant | CAT2 | Landfill Gas | 1.6 | 1.4 | Commercial Non-CHP
59526 | State Correctnl Inst Laurel Highlands | 59759 | Glades Pike Generation Plant | SOLAR | Landfill Gas | 3.3 | 1.5 | Commercial Non-CHP
59527 | Calpeak Operating Services, LLC | 55499 | CalPeak Power Vaca Dixon Peaker Plant | CPP1 | Natural Gas Fired Combustion Turbine | 60.5 | 49.7 | IPP Non-CHP
59527 | Calpeak Operating Services, LLC | 55508 | CalPeak Power Panoche Peaker Plant | CPP2 | Natural Gas Fired Combustion Turbine | 60.5 | 52 | IPP Non-CHP
59527 | Calpeak Operating Services, LLC | 55510 | CalPeak Power Border Peaker Plant | CPP4 | Natural Gas Fired Combustion Turbine | 60.5 | 52.2 | IPP Non-CHP
59527 | Calpeak Operating Services, LLC | 55513 | CalPeak Power Enterprise Peaker Plant | CPP7 | Natural Gas Fired Combustion Turbine | 58.9 | 52.9 | IPP Non-CHP
59527 | Calpeak Operating Services, LLC | 56639 | Midway Peaking LLC | 1 | Natural Gas Fired Combustion Turbine | 69.9 | 57.9 | IPP Non-CHP
59527 | Calpeak Operating Services, LLC | 56639 | Midway Peaking LLC | 2 | Natural Gas Fired Combustion Turbine | 69.9 | 60.6 | IPP Non-CHP
59528 | Veolia - Kendall Green Energy | 1595 | Kendall Square Station | 1 | Natural Gas Fired Combined Cycle | 17.2 | 14.5 | IPP CHP
59528 | Veolia - Kendall Green Energy | 1595 | Kendall Square Station | 2 | Natural Gas Fired Combined Cycle | 23 | 19.3 | IPP CHP
59528 | Veolia - Kendall Green Energy | 1595 | Kendall Square Station | 3 | Natural Gas Fired Combined Cycle | 27.2 | 19.8 | IPP CHP
59528 | Veolia - Kendall Green Energy | 1595 | Kendall Square Station | GEN4 | Natural Gas Fired Combined Cycle | 186.2 | 160.5 | IPP CHP
59528 | Veolia - Kendall Green Energy | 1595 | Kendall Square Station | JET1 | Petroleum Liquids | 20 | 18 | IPP CHP
59529 | Robeson County Landfill | 59763 | Robeson County LFG to Energy | GEN01 | Landfill Gas | 1 | 1 | Commercial Non-CHP
59532 | CAMS | 55481 | Mesquite Generating Station Block 2 | GT3 | Natural Gas Fired Combined Cycle | 185.3 | 153 | IPP Non-CHP
59532 | CAMS | 55481 | Mesquite Generating Station Block 2 | GT4 | Natural Gas Fired Combined Cycle | 185.3 | 153 | IPP Non-CHP
59532 | CAMS | 55481 | Mesquite Generating Station Block 2 | ST2 | Natural Gas Fired Combined Cycle | 321 | 289 | IPP Non-CHP
59539 | BioTown Ag | 59774 | BioTown Ag | ENG1 | Other Waste Biomass | 1 | 1 | Industrial CHP
59539 | BioTown Ag | 59774 | BioTown Ag | ENG2 | Other Waste Biomass | 1 | 1 | Industrial CHP
59539 | BioTown Ag | 59774 | BioTown Ag | ENG3 | Other Waste Biomass | 1 | 1 | Industrial CHP
59539 | BioTown Ag | 59774 | BioTown Ag | ENG4 | Other Waste Biomass | 1 | 1 | Industrial CHP
59539 | BioTown Ag | 59774 | BioTown Ag | ENG5 | Other Waste Biomass | 1 | 1 | Industrial CHP
59539 | BioTown Ag | 59774 | BioTown Ag | ENG6 | Other Waste Biomass | 1 | 1 | Industrial CHP
59540 | SunE SEM 1, LLC | 59743 | Chimes West Friendship (Nixon Farms) | 1 | Solar Photovoltaic | 1.5 | 1.2 | IPP Non-CHP
59542 | Adams Farm Solar LLC | 59775 | Adams Farm Solar | ADAMS | Solar Photovoltaic | 3 | 3 | IPP Non-CHP
59543 | Heartland Community College | 59776 | Heartland Community College | T01 | Onshore Wind Turbine | 1.7 | 1.7 | Commercial Non-CHP
59544 | SunE DM, LLC | 59779 | Davis Monthan AFB (AZ) West Airfield | 1 | Solar Photovoltaic | 12.6 | 12.6 | IPP Non-CHP
59545 | BWC Origination 4, LLC | 59780 | New Bedford (MA) Plymouth | 1 | Solar Photovoltaic | 4.3 | 4.3 | IPP Non-CHP
59546 | Nexamp Treasure Valley Solar, LLC | 59781 | Upper Blackstone (MA) Treasure Valley | 1 | Solar Photovoltaic | 5 | 5 | IPP Non-CHP
59549 | Targa Pipeline Mid-Continent West OK LLC | 59782 | Waynoka Gas Processing Plant | G1 | Natural Gas Internal Combustion Engine | 1.3 | 1.3 | Industrial Non-CHP
59549 | Targa Pipeline Mid-Continent West OK LLC | 59782 | Waynoka Gas Processing Plant | G2 | Natural Gas Internal Combustion Engine | 1.3 | 1.3 | Industrial Non-CHP
59549 | Targa Pipeline Mid-Continent West OK LLC | 59782 | Waynoka Gas Processing Plant | G3 | Natural Gas Internal Combustion Engine | 1.3 | 1.3 | Industrial Non-CHP
59550 | Croda Inc. | 59783 | Croda Atlas Point CHP | 91197 | Landfill Gas | 1.1 | 1.1 | Industrial CHP
59550 | Croda Inc. | 59783 | Croda Atlas Point CHP | 91198 | Landfill Gas | 1.1 | 1.1 | Industrial CHP
59559 | Novi Energy LLC | 59785 | Fremont Community Digester, LLC | 19001 | Other Waste Biomass | 2.9 | 2.9 | IPP Non-CHP
59568 | United Water, Inc. | 59797 | Bayonne MUA- Leitner-Poma Wind Turbine | WT1 | Onshore Wind Turbine | 1.5 | 0.1 | IPP Non-CHP
59572 | East to West Solar LLC | 59807 | Airport 1 Solar (DIA) | GBDIA | Solar Photovoltaic | 1.5 | 1.5 | IPP Non-CHP
59593 | NC Renewable Power - Lumberton LLC | 10382 | Lumberton | GEN1 | Conventional Steam Coal | 34.7 | 32 | IPP CHP
59596 | Industrial Power Services Corp. | 59815 | Granby LFG | GLFG1 | Landfill Gas | 3.2 | 3.2 | IPP Non-CHP
59597 | Broome Energy Resources, LLC | 59816 | Nanticoke LFG | BR12 | Landfill Gas | 4 | 4 | IPP Non-CHP
59599 | Shoe Show, Inc. | 59818 | Concord Farm | 1 | Solar Photovoltaic | 5.2 | 4.9 | IPP Non-CHP
59601 | Hunt Farm Solar LLC | 59820 | Hunt Farm Solar | HUNTF | Solar Photovoltaic | 3 | 3 | IPP Non-CHP
59602 | SH Solarne2 LLC | 59821 | 205 Sturbridge A | STURA | Solar Photovoltaic | 3 | 3 | IPP Non-CHP
59603 | SE Solarne2 LLC | 59822 | 201 Sturbridge B | STURB | Solar Photovoltaic | 2 | 2 | IPP Non-CHP
59614 | Munich Reinsurance America, Inc | 59844 | Munich Re Plaza | PZ1 | Solar Photovoltaic | 1.6 | 1.6 | Commercial Non-CHP
59614 | Munich Reinsurance America, Inc | 59844 | Munich Re Plaza | PZ2 | Solar Photovoltaic | 0.8 | 0.8 | Commercial Non-CHP
59617 | Constellation Solar Georgia, LLC. | 59843 | Georgia Power at Wadley GA | PV1 | Solar Photovoltaic | 1 | 1 | IPP Non-CHP
59621 | North Carolina Renewable Power | 10380 | Elizabethtown Power LLC | GEN1 | Conventional Steam Coal | 34.7 | 32 | IPP CHP
59626 | Northwest Community Hospital | 59847 | Northwest Community Hospital | 1 | Natural Gas Internal Combustion Engine | 1.1 | 0.9 | IPP CHP
59626 | Northwest Community Hospital | 59847 | Northwest Community Hospital | 2 | Natural Gas Internal Combustion Engine | 1.1 | 0.9 | IPP CHP
59626 | Northwest Community Hospital | 59847 | Northwest Community Hospital | 3 | Natural Gas Internal Combustion Engine | 1.1 | 0.9 | IPP CHP
59626 | Northwest Community Hospital | 59847 | Northwest Community Hospital | 4 | Natural Gas Internal Combustion Engine | 1.1 | 0.9 | IPP CHP
59630 | DeltaPro Energy Inc | 55163 | MM Hartford Energy | UNT1 | Landfill Gas | 0.9 | 0.9 | IPP Non-CHP
59630 | DeltaPro Energy Inc | 55163 | MM Hartford Energy | UNT2 | Landfill Gas | 0.9 | 0.9 | IPP Non-CHP
59630 | DeltaPro Energy Inc | 55163 | MM Hartford Energy | UNT3 | Landfill Gas | 0.9 | 0.9 | IPP Non-CHP
59653 | Palmer Solar LLC | 59866 | Palmer Solar LLC | 11111 | Solar Photovoltaic | 2.5 | 2.5 | IPP Non-CHP
59654 | Lowell Solar Landfill LLC | 59873 | Lowell Solar Landfill | PV | Solar Photovoltaic | 1.3 | 1.3 | IPP Non-CHP
59667 | NAVFAC Midlant PWD Great Lakes | 59884 | Great Lakes Central Power Plant | GTG-1 | Natural Gas Fired Combustion Turbine | 5.5 | 4.5 | IPP CHP
59667 | NAVFAC Midlant PWD Great Lakes | 59884 | Great Lakes Central Power Plant | GTG-2 | Natural Gas Fired Combustion Turbine | 5.5 | 4.5 | IPP CHP
59667 | NAVFAC Midlant PWD Great Lakes | 59884 | Great Lakes Central Power Plant | STG-1 | All Other | 1.5 | 0.5 | IPP CHP
59667 | NAVFAC Midlant PWD Great Lakes | 59884 | Great Lakes Central Power Plant | STG-2 | All Other | 1.5 | 0.5 | IPP CHP
59672 | SunEnergy1-Scotland Neck, LLC | 59898 | SunEnergy1-Scotland Neck, LLC | SE1SN | Solar Photovoltaic | 3 | 3 | IPP Non-CHP
59673 | Choco Solar LLC | 59899 | Choco Solar, LLC | CHOCO | Solar Photovoltaic | 5 | 5 | IPP Non-CHP
59685 | AstraZeneca Pharmaceuticals LP | 59922 | South Campus Solar | GA500 | Solar Photovoltaic | 0.5 | 0.5 | Commercial Non-CHP
59685 | AstraZeneca Pharmaceuticals LP | 59922 | South Campus Solar | SG333 | Solar Photovoltaic | 0.3 | 0.3 | Commercial Non-CHP
59685 | AstraZeneca Pharmaceuticals LP | 59922 | South Campus Solar | SG500 | Solar Photovoltaic | 0.5 | 0.5 | Commercial Non-CHP
59688 | FCPC Renewable Generation, LLC | 59931 | FCPC Renewable Generation | GEN1 | Other Waste Biomass | 1.1 | 1 | IPP CHP
59688 | FCPC Renewable Generation, LLC | 59931 | FCPC Renewable Generation | GEN2 | Other Waste Biomass | 1.1 | 1 | IPP CHP
59724 | Pepperidge Farm, Inc.- Bloomfield | 59967 | Pepperidge Farm Bloomfield | FCB | Other Natural Gas | 1.2 | 1.2 | Industrial CHP
59737 | American Capital Energy | 59980 | Mashpee Landfill Solar | MASH | Solar Photovoltaic | 1.5 | 1.5 | IPP Non-CHP
59740 | ONFORCE Solar | 60004 | Clarkstown Landfill Solar Facility | INV#1 | Solar Photovoltaic | 1 | 1 | IPP Non-CHP
59740 | ONFORCE Solar | 60004 | Clarkstown Landfill Solar Facility | INV#2 | Solar Photovoltaic | 1 | 1 | IPP Non-CHP
59745 | First Solar Asset Management | 58408 | Maryland Solar | MSH1 | Solar Photovoltaic | 27 | 20.9 | IPP Non-CHP
59774 | Crawfordsville Energy LLC | 1024 | Crawfordsville Power Plant | 4 | Conventional Steam Coal | 11.5 | 10.6 | IPP Non-CHP
59774 | Crawfordsville Energy LLC | 1024 | Crawfordsville Power Plant | 5 | Conventional Steam Coal | 12.6 | 12.6 | IPP Non-CHP
59774 | Crawfordsville Energy LLC | 1024 | Crawfordsville Power Plant | D1 | Petroleum Liquids | 0.8 | 0.9 | IPP Non-CHP

## EPM 6.7.B
Table 6.7.B. Capacity Factors for Utility Scale Generators Not Primarily Using Fossil Fuels, January 2013-December 2015
Period | Nuclear | Conventional Hydropower | Wind | Solar Photovoltaic | Solar Thermal | Landfill Gas and Muncipal Solid Waste | Other Biomass Including Wood | Geothermal
Annual Factors
2013 | 89.9% | 38.9% | 32.4% | NA | NA | 68.9% | 56.7% | 73.6%
2014 | 91.7% | 37.3% | 34% | 25.9% | 19.8% | 68.9% | 58.9% | 74%
2015 | 92.2% | 35.9% | 32.5% | 28.6% | 22.7% | 67.6% | 52.9% | 71.7%
Year 2013
January | 93.9% | 42.3% | 33.5% | NA | NA | 66% | 56.5% | 76.9%
February | 90.3% | 38.3% | 35.4% | NA | NA | 65.2% | 56% | 76.1%
March | 83.4% | 34.8% | 35.9% | NA | NA | 69% | 55.4% | 76.8%
April | 77.6% | 44.4% | 41.1% | NA | NA | 66.9% | 44.8% | 73.3%
May | 83.3% | 48.4% | 37% | NA | NA | 70.4% | 50.5% | 71.7%
June | 93.1% | 48.3% | 32.4% | NA | NA | 71% | 54.8% | 72.4%
July | 95.6% | 46.8% | 25.3% | NA | NA | 71.1% | 58.2% | 73.3%
August | 96.7% | 37.2% | 22% | NA | NA | 71.9% | 64.8% | 72.5%
Sept | 92.2% | 29.9% | 27.4% | NA | NA | 69.4% | 61.1% | 73.6%
October | 85.7% | 29.2% | 31% | NA | NA | 66.6% | 57.9% | 74.7%
November | 91% | 31.1% | 37% | NA | NA | 69.5% | 61% | 68.8%
December | 96.6% | 35.9% | 31.3% | NA | NA | 69.9% | 59% | 73%
Year 2014
January | 99.1% | 36.7% | 40.3% | NA | NA | 68.1% | 60% | 74%
February | 94% | 32.6% | 34.8% | NA | NA | 68.3% | 59.5% | 73.3%
March | 84.5% | 40.7% | 39.8% | NA | NA | 69.6% | 59.7% | 73.5%
April | 78.8% | 44.5% | 43.2% | NA | NA | 69.9% | 49.5% | 74.6%
May | 85.2% | 44.6% | 34.9% | NA | NA | 70.6% | 48.2% | 73.2%
June | 95.4% | 44.8% | 36.5% | NA | NA | 70.8% | 63% | 73.4%
July | 97.5% | 41.3% | 27% | NA | NA | 73.1% | 63.4% | 72.5%
August | 96.4% | 33.7% | 22.5% | 30.9% | 25.4% | 71.1% | 62.8% | 73%
Sept | 94.6% | 28.2% | 26.1% | 30.7% | 26.3% | 68.9% | 61.2% | 74.2%
October | 84.5% | 29.2% | 31.6% | 26.5% | 21.1% | 64.4% | 56.5% | 73.9%
November | 91.3% | 32.6% | 42.3% | 22.3% | 13.8% | 66.1% | 62.1% | 77.3%
December | 99.6% | 37.8% | 30.4% | 15.1% | 5.6% | 65.4% | 60.8% | 75.5%
Year 2015
January | 101.3% | 41.5% | 31.7% | 19.7% | 5.1% | 67.2% | 55.3% | 73.3%
February | 95.8% | 42.5% | 34.5% | 26.2% | 15.9% | 62% | 58.4% | 73.8%
March | 88% | 41.8% | 31.7% | 30.5% | 24.2% | 58.9% | 50.5% | 74.5%
April | 84.2% | 39.2% | 37.8% | 34.3% | 32.5% | 65.3% | 41.7% | 70.2%
May | 89.7% | 34% | 35.2% | 34% | 31.1% | 67.1% | 48% | 74.3%
June | 96.4% | 35% | 28.3% | 34.4% | 34.5% | 69.4% | 54.3% | 71.9%
July | 97.2% | 35.5% | 27.7% | 33.9% | 35.1% | 70.6% | 59.9% | 72.3%
August | 98.6% | 33% | 26% | 33.7% | 32.8% | 72.8% | 61.3% | 71.7%
Sept | 93.5% | 28.3% | 28.3% | 29.2% | 27.5% | 67.6% | 52% | 65.5%
October | 82.5% | 28% | 31.9% | 25.5% | 16.7% | 68.3% | 46.3% | 69.4%
November | 84.8% | 33.4% | 39% | 23.5% | 17.1% | 69.7% | 51% | 71.9%
December | 94.8% | 38.6% | 37.5% | 19.2% | 9.6% | 71.9% | 56% | 72%
Values for 2014 and prior years are final. Values for 2015 are preliminary. NA = Not Available Notes: Solar Thermal Capacity Factors include generation from plants using concentrated solar power energy storage. Sources: U.S. Energy Information Administration, Form EIA-923, Power Plant Operations Report; U.S. Energy Information Administration, Form EIA-860, 'Annual Electric Generator Report' and Form EIA-860M, 'Monthly Update to the Annual Electric Generator Report.'

## Peak Time Capacity Factor
|  | Sector Name | (Multiple Items)
coal | 0.91923
natural gas nonpeaker | 0.87197 | Row Labels | Sum of Nameplate Capacity (MW) | Sum of Summer Capacity (MW)
nuclear | 0.94906 | Conventional Hydroelectric | 78472.3 | 79376.6
hydro | 1.0115 | Conventional Steam Coal | 316614.1 | 291041.5
wind | 0.3325 | Geothermal | 3706.6 | 2472.9
solar pv | 0.2725 | Natural Gas Fired Combined Cycle | 224698.2 | 195929.4
solar thermal | 0.98423 | Natural Gas Fired Combustion Turbine | 138935.9 | 115993
biomass | 0.86463 | Natural Gas Internal Combustion Engine | 2879.2 | 2775.5
geothermal | 0.66716 | Natural Gas Steam Turbine | 77937.1 | 73029.3
petroleum | 0.87471 | Nuclear | 103860.4 | 98569.3
natural gas nonpeaker | 0.87279 | Other Waste Biomass | 397.3 | 324.8
|  | Petroleum Liquids | 43308.4 | 37882.4
|  | Solar Thermal with Energy Storage | 280 | 295.4
|  | Solar Thermal without Energy Storage | 1413.4 | 1371.3
|  | Wood/Wood Waste Biomass | 2836.7 | 2471.4
|  | Grand Total | 995339.6 | 901532.8

## PTCF
Peak Time Capacity Factors
coal | 0.91923
natural gas nonpeaker | 0.87197
nuclear | 0.94906
hydro | 1.0115
wind | 0.3325
solar pv | 0.2725
solar thermal | 0.98423
biomass | 0.86463
geothermal | 0.66716
petroleum | 0.87471
natural gas nonpeaker | 0.87279